## storage
time_day | [49 empty] | d.1 | d.1 | d.1 | d.2 | d.2 | d.2 |  |  |  | d.1 | d.1 | d.1 | d.2 | d.2 | d.2 | d.1 | d.1 | d.1 | d.2 | d.2 | d.2 |  | d.1 | d.1 | d.1 | d.2 | d.2 | d.2
| time_hour | [48 empty] | h.1 | h.2 | h.3 | h.1 | h.2 | h.3 |  |  |  | h.1 | h.2 | h.3 | h.1 | h.2 | h.3 | h.1 | h.2 | h.3 | h.1 | h.2 | h.3 |  | h.1 | h.2 | h.3 | h.1 | h.2 | h.3
needs
|  |  | flows |  |  |  |  | f.1 | f.2 | f.3 | f.4 | f.6 | f.7 | f.8 | f.9 | f.10 | f.11 | f.12 | f.13 | f.14 | f.15 | [16 empty] | non-storage technologies | [9 empty] | Storage technology
|  |  |  | techs | [33 empty] | t.1 | t.2 | t.3 | t.4 | t.6 | t.7 | t.8 | t.9 | t.10 | t.11 | t.12 | t.13
[5 empty] | activ | [17 empty] | a.1 | a.2 | a.3 | a.4 | a.5 | a.6 | a.7 | a.8 | a.10 | a.11 | a.12 | a.13 | a.14 | a.15
[6 empty] | name |  | EE PV | EE import National Grid | EE export National Grid | EE storage charge | HW HP | Cooling HP | HW Gas boiler | HW storage | Radiator heating | Floor heating | Cooling AC | Induction cook | Gas cook | Natural Gas supply |  | PV | National Grid import | National Grid export | Battery charge | HP heating | HP cooling | Gas boiler | HW storage charge | Radiators | Floor heaters | Air conditioning unit | Induction stove | Gas stove | Natural Gas supply grid |  | PV | National Grid | HP | Gas boiler | Radiators | Floor heaters | Air conditioning unit | Induction stove | Gas stove | Natural Gas supply grid | Battery | HW storage
[7 empty] | unit | kWh | kWh | kWh | kWh | kWh | kWh | kWh | kWh | kWh | kWh | kWh | kWh | kWh | kWh |  | kWh | kWh | kWh | kWh | kWh | kWh | kWh | kWh | kWh | kWh | kWh | kWh | kWh | kWh |  | kWh | kWh | kWh | kWh | kWh | kWh | kWh | kWh | kWh | kWh
[8 empty] | I_nf | [41 empty] | Y | [5 empty] | Thermal Insulation | TI |  | Q_agg=Q*Iff' | [5 empty] | Q_agg-uX'-Y-curtail = 0 | [6 empty] | Curtailment | bar: a.1
|  | n.1 |  |  |  | EE | kWh | 1 | 1 | 1 | 1 | 0 | 0 | 0 | 0 | 0 | 0 | 0 | 0 | 0 | 0 |  | 0 | 0 | 0 | 0.0001 | 0.5 | 0.5 | 0 | 0 | 0 | 0 | 0.6 | 1.2 | 0 | 0 | [13 empty] | 10 | 8 | 10 | 10 | 8 | 10 | 0 | 1 |  | 10 | 7.9999 | 10 | 10.6 | 11 | 10.6 | 3e-08 | 0 | -3.3e-08 | -3.3e-08 | -3.4e-08 | -3.3e-08 |  | 0 | 0 | 0 | 0 | 0 | 0
|  | n.2 |  |  |  | Hot water | kWh | 0 | 0 | 0 | 0 | 1 | 0 | 1 | 1 | 0 | 0 | 0 | 0 | 0 | 0 |  | 0 | 0 | 0 | 0 | 0 | 0 | 0 | 0.001 | 1.2 | 1.1 | 0 | 0 | 0 | 0 | [13 empty] | 1 | 1 | 2 | 1 | 1 | 2 | 0 | 1 |  | 7.0004 | 4.5992 | 8.0008 | 0.9992 | 0.99989 | 2.0008 | 8.8818e-16 | 8.8818e-16 | 0 | -1.1102e-16 | -4.5e-08 | 0 |  | 0 | 0 | 0 | 0 | 0 | 0
|  | n.3 |  |  |  | Cold | kWh | 0 | 0 | 0 | 0 | 0 | 1 | 0 | 0 | 0 | 0 | 1 | 0 | 0 | 0 |  | 0 | 0 | 0 | 0 | 0 | 0 | 0 | 0 | 0 | 0 | 0 | 0 | 0 | 0 | [13 empty] | 0 | 0 | 0 | 1 | 5 | 1 | 0.05 | 1 |  | 0 | 0 | 0 | 1 | 5 | 1 | 0 | 0 | 0 | 0 | 0 | 0 |  | 0 | 0 | 0 | 0 | 0 | 0
|  | n.4 |  |  |  | Heat | kWh | 0 | 0 | 0 | 0 | 0 | 0 | 0 | 0 | 1 | 1 | 0 | 0 | 0 | 0 |  | 0 | 0 | 0 | 0 | 0 | 0 | 0 | 0 | 0 | 0 | 0 | 0 | 0 | 0 | [13 empty] | 5 | 3 | 5 | 0 | 0 | 0 | -0.1 | 1 |  | 5 | 3 | 5 | 0 | 0 | 0 | 0 | 0 | 0 | 0 | 0 | 0 |  | 0 | 0 | 0 | 0 | 0 | 0
|  | n.5 |  |  |  | Cooking | kWh | 0 | 0 | 0 | 0 | 0 | 0 | 0 | 0 | 0 | 0 | 0 | 1 | 1 | 0 |  | 0 | 0 | 0 | 0 | 0 | 0 | 0 | 0 | 0 | 0 | 0 | 0 | 0 | 0 | [13 empty] | 0.5 | 1 | 2 | 0.5 | 1 | 2 | 0 | 1 |  | 0.5 | 1 | 2 | 0.5 | 1 | 2 | 0 | 0 | 0 | 0 | 0 | 0 |  | 0 | 0 | 0 | 0 | 0 | 0
|  | n.6 |  |  |  | Natural Gas | kWh | 0 | 0 | 0 | 0 | 0 | 0 | 0 | 0 | 0 | 0 | 0 | 0 | 0 | 1 |  | 0 | 0 | 0 | 0 | 0 | 0 | 1.1111 | 0 | 0 | 0 | 0 | 0 | 1.5 | 0 | [13 empty] | 0 | 0 | 0 | 0 | 0 | 0 | 0 | 1 |  | 8.0782 | 7.4991 | 11.0009 | 2.7491 | 2.7329 | 4.3342 | 2.2222e-08 | -1.1111e-08 | 1.1111e-07 | -1.1111e-08 | 8.8889e-08 | -2.2222e-08 |  | 0 | 0 | 0 | 0 | 0 | 0
[8 empty] | d | [29 empty] | I_at | [11 empty] | EE constraint | HW constraint |  |  |  |  | Install TI | [8 empty] | X'-dQ' = 0 | [6 empty] | (Xmax-X_agg_no_stor) ' > 0
[5 empty] | a.1 | PV | kWh | 1 | 0 | 0 | 0 | 0 | 0 | 0 | 0 | 0 | 0 | 0 | 0 | 0 | 0 | [16 empty] | 1 | 0 | 0 | 0 | 0 | 0 | 0 | 0 | 0 | 0 | 0 | 0 | 1 | 0 |  |  |  |  | 0 |  |  | opex | capex | min(cost) |  |  |  | 0 | 0 | 0 | 0 | 0 | 0 |  | 5.5511e-17 | 1.1102e-16 | 5.5511e-17 | 1.1102e-16 | -1.1102e-16 | 1.1102e-16
[5 empty] | a.2 | National Grid import | kWh | 0 | 1 | 0 | 0 | 0 | 0 | 0 | 0 | 0 | 0 | 0 | 0 | 0 | 0 | [16 empty] | 0 | 1 | 0 | 0 | 0 | 0 | 0 | 0 | 0 | 0 | 0 | 0 | 0 | 0 |  |  |  |  | TI inv cost |  |  | 16.5684 | 7816.8293 | 7833.3977 |  |  |  | 0 | 0 | 0 | 0 | 0 | 0 |  | 0.33337 | 1.7668 | 0 | 0 | 0 | 0
[5 empty] | a.3 | National Grid export | kWh | 0 | 0 | -1 | 0 | 0 | 0 | 0 | 0 | 0 | 0 | 0 | 0 | 0 | 0 | [16 empty] | 0 | 1 | 0 | 0 | 0 | 0 | 0 | 0 | 0 | 0 | 0 | 0 | -1 | 0 |  |  |  |  | 10000 | [8 empty] | 0 | 0 | 0 | 0 | 0 | 0 |  | 0 | 0 | 0 | 0 | 0 | 0
[5 empty] | a.4 | Battery charge | kWh | 0 | 0 | 0 | 1 | 0 | 0 | 0 | 0 | 0 | 0 | 0 | 0 | 0 | 0 | [16 empty] | 0 | 0 | 0 | 0 | 0 | 0 | 0 | 0 | 0 | 0 | 1 | 0 | 1 | 0 | [13 empty] | 0 | 0 | 0 | 0 | 0 | 0 |  | 0.60539 | 1.8016 | 0 | 5.4016 | 6.0912 | 6
[5 empty] | a.5 | HP heating | kWh | 0 | 0 | 0 | 0 | 1 | 0 | 0 | 0 | 0 | 0 | 0 | 0 | 0 | 0 | [16 empty] | 0 | 0 | 1 | 0 | 0 | 0 | 0 | 0 | 0 | 0 | 0 | 0 | 0 | 1 | [13 empty] | 0 | 0 | 0 | 0 | 0 | 0 |  | 0 | 2 | 0 | 5 | 5 | 5
[5 empty] | a.6 | HP cooling | kWh | 0 | 0 | 0 | 0 | 0 | 1 | 0 | 0 | 0 | 0 | 0 | 0 | 0 | 0 | [16 empty] | 0 | 0 | 1 | 0 | 0 | 0 | 0 | 0 | 0 | 0 | 0 | 0 | 0 | 0 | [13 empty] | 0 | 0 | 0 | 0 | 0 | 0 |  | 0 | 0 | 0 | 0 | 0 | 0
[5 empty] | a.7 | Gas boiler | kWh | 0 | 0 | 0 | 0 | 0 | 0 | 1 | 0 | 0 | 0 | 0 | 0 | 0 | 0 | [16 empty] | 0 | 0 | 0 | 1 | 0 | 0 | 0 | 0 | 0 | 0 | 0 | 0 | 0 | 1 | [13 empty] | 0 | 0 | 0 | 0 | 0 | 0 |  | 5 | 5 | 5 | 4 | 0 | 4
[5 empty] | a.8 | HW storage charge | kWh | 0 | 0 | 0 | 0 | 0 | 0 | 0 | 1 | 0 | 0 | 0 | 0 | 0 | 0 | [16 empty] | 0 | 0 | 0 | 0 | 0 | 0 | 0 | 0 | 0 | 0 | 0 | 1 | 0 | 1 | [13 empty] | 0 | 0 | 0 | 0 | 0 | 0 |  | 0 | 0 | 0 | 0 | 0 | 0
[5 empty] | a.10 | Radiators | kWh | 0 | 0 | 0 | 0 | 0 | 0 | 0 | 0 | 1 | 0 | 0 | 0 | 0 | 0 | [16 empty] | 0 | 0 | 0 | 0 | 1 | 0 | 0 | 0 | 0 | 0 | 0 | 0 | 0 | 0 | [13 empty] | 0 | 0 | 0 | 0 | 0 | 0 |  | 1.5 | 1 | 0 | 1.5 | 1 | 0
[5 empty] | a.11 | Floor heaters | kWh | 0 | 0 | 0 | 0 | 0 | 0 | 0 | 0 | 0 | 1 | 0 | 0 | 0 | 0 | [16 empty] | 0 | 0 | 0 | 0 | 0 | 1 | 0 | 0 | 0 | 0 | 0 | 0 | 0 | 0 | [13 empty] | 0 | 0 | 0 | 0 | 0 | 0 |  | 9990.9218 | 9991.5009 | 9987.9991 | 9996.2509 | 9996.2671 | 9994.6658
[5 empty] | a.12 | Air conditioning unit | kWh | 0 | 0 | 0 | 0 | 0 | 0 | 0 | 0 | 0 | 0 | 1 | 0 | 0 | 0 | [16 empty] | 0 | 0 | 0 | 0 | 0 | 0 | 1 | 0 | 0 | 0 | 0 | 0 | 0 | 0 |  |  |  |  | X_storage | [8 empty] | 0 | 0 | 0 | 0 | 0 | 0
[5 empty] | a.13 | Induction stove | kWh | 0 | 0 | 0 | 0 | 0 | 0 | 0 | 0 | 0 | 0 | 0 | 1 | 0 | 0 | [16 empty] | 0 | 0 | 0 | 0 | 0 | 0 | 0 | 1 | 0 | 0 | 0 | 0 | 0 | 0 |  |  |  |  | 0.2667 | 0.405 | [7 empty] | 0 | 0 | 0 | 0 | 0 | 0
[5 empty] | a.14 | Gas stove | kWh | 0 | 0 | 0 | 0 | 0 | 0 | 0 | 0 | 0 | 0 | 0 | 0 | 1 | 0 | [16 empty] | 0 | 0 | 0 | 0 | 0 | 0 | 0 | 0 | 1 | 0 | 0 | 0 | 0 | 0 |  |  |  |  | -0.6 | -0.8 | [7 empty] | 0 | 0 | 0 | 0 | 0 | 0
[5 empty] | a.15 | Natural Gas supply grid | kWh | 0 | 0 | 0 | 0 | 0 | 0 | 0 | 0 | 0 | 0 | 0 | 0 | 0 | 1 | [16 empty] | 0 | 0 | 0 | 0 | 0 | 0 | 0 | 0 | 0 | 1 | 0 | 0 | 0 | 0 |  |  |  |  | -0.0667 | 0.8 | [7 empty] | 0 | 0 | 0 | 0 | 0 | 0
[56 empty] | 0.23333 | -0.8
[56 empty] | 0.33334 | -0.10976 | [14 empty] | Activity contraints>0
[6 empty] | Operative costs | €/kWh | [14 empty] | c_o | 0 | 0.1 | -0.05 | 0 | 0 | 0 | 0 | 0 | 0 | 0 | 0 | 0 | 0 | 0.3 | [19 empty] | 0.23333 | 0.8 | [13 empty] | EE export and storage | 0.5667 | 0 | 0.2333 | 0.83333 | 1.2333 | 0.83333
[6 empty] | Capital costs | €/kW | [29 empty] | c_c | 1000 | 100 | 2000 | 200 | 500 | 1000 | 500 | 1000 | 500 | 0 | 2000 | 200 | [21 empty] | HW storage | 7.0004 | 4.5992 | 8.0008 | 0.9992 | 0.99989 | 2.0008
[6 empty] | initial capacity | kW | [29 empty] | C_i | 3 | 6 | 0 | 0 | 0 | 0 | 0 | 0 | 0 | 9999 | 1 | 1
[38 empty] | Capacity factor | [9 empty] | SOC |  | Thh | [5 empty] | Start cooling | HW | Cooling factor | [13 empty] | max-SOC>0
d.1 | h.1 | [36 empty] | 0.1 | 1 | 1 | 1 | 1 | 1 | 1 | 1 | 1 | 1 | 0.2333 | 0.095 | 1 | 0 | 0 | 0 | 0 | 0 | 1 | 1 | 0.9 | [13 empty] | 0.6667 | 0.0667 | -3e-09 | 0.23333 | 0.56667 | 0.8
d.1 | h.2 | [36 empty] | 0.2 | 1 | 1 | 1 | 1 | 1 | 1 | 1 | 1 | 1 | 0.8333 | 0.845 | 1 | 1 | 0 | 0 | 0 | 0 | 1 | 0.9 | [14 empty] | 0.895 | 0.145 | 0.99 | 0.2305 | 0.15719 | 0.99
d.1 | h.3 | [36 empty] | 0.1 | 1 | 1 | 1 | 1 | 1 | 1 | 1 | 1 | 1 | 0.9 | 0 | 1 | 1 | 1 | 0 | 0 | 0 | 1 | 0.81 | [14 empty] | SOC-min>0
d.2 | h.1 | [36 empty] | 0.2 | 1 | 1 | 1 | 1 | 1 | 1 | 1 | 1 | 1 | 0.66667 | 0.7595 | 1 | 1 | 1 | 1 | 0 | 0 | 1 | 0.729 | [14 empty] | 0.1333 | 0.7333 | 0.8 | 0.56667 | 0.23333 | 3e-09
d.2 | h.2 | [36 empty] | 0.3 | 1 | 1 | 1 | 1 | 1 | 1 | 1 | 1 | 1 | 0.33333 | 0.83281 | 1 | 1 | 1 | 1 | 1 | 0 | 1 | 0.6561 | [14 empty] | 0.095 | 0.845 | 0 | 0.7595 | 0.83281 | 0
d.2 | h.3 | [36 empty] | 0.2 | 1 | 1 | 1 | 1 | 1 | 1 | 1 | 1 | 1 | 0.1 | 0 | 1 | 1 | 1 | 1 | 1 | 1 | 1 | 0.59049 | [14 empty] | MAX_dis-X_ch>0
[8 empty] | Q | [29 empty] | soc min | HW | soc max | HW | soc start | HW | max dis | HW | min ch | HW |  |  | Thh cooling | [5 empty] | CHECK FOR ERRORS | [15 empty] | 0.3333 | 1.2 | 0.6667 | 0.36667 | 0.26666 | 0.36667 | bar: a.1
d.1 | h.1 |  |  |  |  | Production |  | 0.3 | 9.4333 | 0 | 0.2667 | 0 | 0 | 6.5954 | 0.405 | 5 | 0 | 0 | 0 | 0.5 | 8.0782 |  | 0.3 | 9.4333 | 0 | 0.2667 | 0 | 0 | 6.5954 | 0.405 | 5 | 0 | 0 | 0 | 0.5 | 8.0782 |  | 0.1 | 0 | 0.9 | 0.99 | 0.5 | 0.5 | 0.6 | 0.8 | -0.6 | -0.8 |  |  | 1 | 0 | 0 | 0 | 0 | 0 | SOC_start_cool |  | SOC_second_part | [13 empty] | 0.395 | 1.6 | 0 | 1.6 | 0.90976 | 0
d.1 | h.2 | [6 empty] | 0.6 | 7.9999 | 0 | -0.6 | 0 | 0 | 5.3992 | -0.8 | 3 | 0 | 0 | 0 | 1 | 7.4991 |  | 0.6 | 7.9999 | 0 | -0.6 | 0 | 0 | 5.3992 | -0.8 | 3 | 0 | 0 | 0 | 1 | 7.4991 |  | 0.1 | 0 | 0.9 | 0.99 | 0.5 | 0.5 | 0.6 | 0.8 | -0.6 | -0.8 |  |  | 1 | 1 | 0 | 0 | 0 | 0 | 0.5 | 0.5 | -0.2667 | -0.405 | [12 empty] | X_ch-MIN_ch>0
d.1 | h.3 | [6 empty] | 0.3 | 9.7667 | 0 | -0.0667 | 0 | 0 | 7.2008 | 0.8 | 5 | 0 | 0 | 0 | 2 | 11.0009 |  | 0.3 | 9.7667 | 0 | -0.0667 | 0 | 0 | 7.2008 | 0.8 | 5 | 0 | 0 | 0 | 2 | 11.0009 |  | 0.1 | 0 | 0.9 | 0.99 | 0.5 | 0.5 | 0.6 | 0.8 | -0.6 | -0.8 |  |  | 1 | 1 | 1 | 0 | 0 | 0 | 0.5 | 0.45 | 0.3333 | 0.395 | [12 empty] | 0.8667 | 0 | 0.5333 | 0.83333 | 0.93334 | 0.83333
d.2 | h.1 | [6 empty] | 0.6 | 9.7667 | 0 | 0.23333 | 0 | 0 | 1.7992 | -0.8 | 0 | 0 | 1 | 0 | 0.5 | 2.7491 |  | 0.6 | 9.7667 | 0 | 0.23333 | 0 | 0 | 1.7992 | -0.8 | 0 | 0 | 1 | 0 | 0.5 | 2.7491 |  | 0.1 | 0 | 0.9 | 0.99 | 0.5 | 0.5 | 0.6 | 0.8 | -0.6 | -0.8 |  |  | 1 | 1 | 1 | 1 | 0 | 0 | 0.5 | 0.405 | 0.4 | -0.405 | [12 empty] | 1.205 | 0 | 1.6 | 0 | 0.69024 | 1.6
d.2 | h.2 | [6 empty] | 0.9 | 9.7667 | 0 | 0.33334 | 0 | 0 | 1.1096 | -0.10976 | 0 | 0 | 5 | 0 | 1 | 2.7329 |  | 0.9 | 9.7667 | 0 | 0.33334 | 0 | 0 | 1.1096 | -0.10976 | 0 | 0 | 5 | 0 | 1 | 2.7329 |  | 0.1 | 0 | 0.9 | 0.99 | 0.5 | 0.5 | 0.6 | 0.8 | -0.6 | -0.8 |  |  | 1 | 1 | 1 | 1 | 1 | 0 | 0.5 | 0.3645 | 0.16667 | 0.395
d.2 | h.3 | [6 empty] | 0.6 | 9.7667 | 0 | 0.23333 | 0 | 0 | 1.2008 | 0.8 | 0 | 0 | 1 | 0 | 2 | 4.3342 |  | 0.6 | 9.7667 | 0 | 0.23333 | 0 | 0 | 1.2008 | 0.8 | 0 | 0 | 1 | 0 | 2 | 4.3342 |  | 0.1 | 0 | 0.9 | 0.99 | 0.5 | 0.5 | 0.6 | 0.8 | -0.6 | -0.8 |  |  | 1 | 1 | 1 | 1 | 1 | 1 | 0.5 | 0.32805 | -0.16667 | 0.50476
[38 empty] | SOC min |  | SOC max |  |  |  | MAX dis |  | MIN ch | [9 empty] | 0.5 | 0.29525 | -0.4 | -0.29524
d.1 | h.1 | [36 empty] | 0.1 | 0 | 0.9 | 0.99 | 0.5 | 0.5 | 0.6 | 0.8 | -0.6 | -0.8
d.1 | h.2 | [36 empty] | 0.1 | 0 | 0.9 | 0.99 | 0.5 | 0.5 | 0.6 | 0.8 | -0.6 | -0.8
d.1 | h.3 | [36 empty] | 0.1 | 0 | 0.9 | 0.99 | 0.5 | 0.5 | 0.6 | 0.8 | -0.6 | -0.8
d.2 | h.1 | [36 empty] | 0.1 | 0 | 0.9 | 0.99 | 0.5 | 0.5 | 0.6 | 0.8 | -0.6 | -0.8
d.2 | h.2 | [36 empty] | 0.1 | 0 | 0.9 | 0.99 | 0.5 | 0.5 | 0.6 | 0.8 | -0.6 | -0.8
d.2 | h.3 | [36 empty] | 0.1 | 0 | 0.9 | 0.99 | 0.5 | 0.5 | 0.6 | 0.8 | -0.6 | -0.8
Xmax_no_stor
d.1 | h.1 | [36 empty] | 0.3 | 9.7667 | 0 | 7.2008 | 5 | 0 | 5 | 0 | 2 | 9999
d.1 | h.2 | [36 empty] | 0.6 | 9.7667 | 0 | 7.2008 | 5 | 0 | 5 | 0 | 2 | 9999
d.1 | h.3 | [36 empty] | 0.3 | 9.7667 | 0 | 7.2008 | 5 | 0 | 5 | 0 | 2 | 9999
d.2 | h.1 | [36 empty] | 0.6 | 9.7667 | 0 | 7.2008 | 5 | 0 | 5 | 0 | 2 | 9999
d.2 | h.2 | [36 empty] | 0.9 | 9.7667 | 0 | 7.2008 | 5 | 0 | 5 | 0 | 2 | 9999
d.2 | h.3 | [36 empty] | 0.6 | 9.7667 | 0 | 7.2008 | 5 | 0 | 5 | 0 | 2 | 9999
[23 empty] | a.1: C_oper_tot |  | X_agg (no_stor)
d.1 | h.1 | [21 empty] | 0 | 0.94333 | 0 | 0 | 0 | 0 | 0 | 0 | 0 | 0 | 0 | 0 | 0 | 2.4235 |  | 0.3 | 9.4333 | 0 | 6.5954 | 5 | 0 | 0 | 0 | 0.5 | 8.0782 | 0.2667 | 0.405
d.1 | h.2 | [21 empty] | 0 | 0.79999 | 0 | 0 | 0 | 0 | 0 | 0 | 0 | 0 | 0 | 0 | 0 | 2.2497 |  | 0.6 | 7.9999 | 0 | 5.3992 | 3 | 0 | 0 | 0 | 1 | 7.4991 | -0.6 | -0.8
d.1 | h.3 | [21 empty] | 0 | 0.97667 | 0 | 0 | 0 | 0 | 0 | 0 | 0 | 0 | 0 | 0 | 0 | 3.3003 |  | 0.3 | 9.7667 | 0 | 7.2008 | 5 | 0 | 0 | 0 | 2 | 11.0009 | -0.0667 | 0.8
d.2 | h.1 | [21 empty] | 0 | 0.97667 | 0 | 0 | 0 | 0 | 0 | 0 | 0 | 0 | 0 | 0 | 0 | 0.82473 |  | 0.6 | 9.7667 | 0 | 1.7992 | 0 | 0 | 1 | 0 | 0.5 | 2.7491 | 0.23333 | -0.8
d.2 | h.2 | [21 empty] | 0 | 0.97667 | 0 | 0 | 0 | 0 | 0 | 0 | 0 | 0 | 0 | 0 | 0 | 0.81988 |  | 0.9 | 9.7667 | 0 | 1.1096 | 0 | 0 | 5 | 0 | 1 | 2.7329 | 0.33334 | -0.10976
d.2 | h.3 | [21 empty] | 0 | 0.97667 | 0 | 0 | 0 | 0 | 0 | 0 | 0 | 0 | 0 | 0 | 0 | 1.3003 |  | 0.6 | 9.7667 | 0 | 1.2008 | 0 | 0 | 1 | 0 | 2 | 4.3342 | 0.23333 | 0.8
cap_new
[38 empty] | 0 | 3.7667 | 0 | 7.2008 | 5 | 0 | 5 | 0 | 2 | 0 | 0 | 0
Tot capacity
[38 empty] | 3 | 9.7667 | 0 | 7.2008 | 5 | 0 | 5 | 0 | 2 | 9999 | 1 | 1
Export constraint
EE export

## storage_esm_output
time_day | [49 empty] | d.1 | d.1 | d.1 | d.2 | d.2 | d.2 |  |  |  | d.1 | d.1 | d.1 | d.2 | d.2 | d.2 | d.1 | d.1 | d.1 | d.2 | d.2 | d.2 |  | d.1 | d.1 | d.1 | d.2 | d.2 | d.2
| time_hour | [48 empty] | h.1 | h.2 | h.3 | h.1 | h.2 | h.3 |  |  |  | h.1 | h.2 | h.3 | h.1 | h.2 | h.3 | h.1 | h.2 | h.3 | h.1 | h.2 | h.3 |  | h.1 | h.2 | h.3 | h.1 | h.2 | h.3
needs
|  |  | flows |  |  |  |  | f.1 | f.2 | f.3 | f.4 | f.6 | f.7 | f.8 | f.9 | f.10 | f.11 | f.12 | f.13 | f.14 | f.15 | [16 empty] | non-storage technologies | [9 empty] | Storage technology
|  |  |  | techs | [33 empty] | t.1 | t.2 | t.3 | t.4 | t.6 | t.7 | t.8 | t.9 | t.10 | t.11 | t.12 | t.13
[5 empty] | activ | [17 empty] | a.1 | a.2 | a.3 | a.4 | a.5 | a.6 | a.7 | a.8 | a.10 | a.11 | a.12 | a.13 | a.14 | a.15
[6 empty] | name |  | EE PV | EE import National Grid | EE export National Grid | EE storage charge | HW HP | Cooling HP | HW Gas boiler | HW storage | Radiator heating | Floor heating | Cooling AC | Induction cook | Gas cook | Natural Gas supply |  | PV | National Grid import | National Grid export | Battery charge | HP heating | HP cooling | Gas boiler | HW storage charge | Radiators | Floor heaters | Air conditioning unit | Induction stove | Gas stove | Natural Gas supply grid |  | PV | National Grid | HP | Gas boiler | Radiators | Floor heaters | Air conditioning unit | Induction stove | Gas stove | Natural Gas supply grid | Battery | HW storage
[7 empty] | unit | kWh | kWh | kWh | kWh | kWh | kWh | kWh | kWh | kWh | kWh | kWh | kWh | kWh | kWh |  | kWh | kWh | kWh | kWh | kWh | kWh | kWh | kWh | kWh | kWh | kWh | kWh | kWh | kWh |  | kWh | kWh | kWh | kWh | kWh | kWh | kWh | kWh | kWh | kWh
[8 empty] | I_nf | [41 empty] | Y | [5 empty] | Thermal Insulation | TI |  | Q_agg=Q*Iff' | [5 empty] | Q_agg-uX'-Y-curtail = 0 | [6 empty] | Curtailment | bar: a.1
|  | n.1 |  |  |  | EE | kWh | 1 | 1 | 1 | 1 | 0 | 0 | 0 | 0 | 0 | 0 | 0 | 0 | 0 | 0 |  | 0 | 0 | 0 | 0.0001 | 0.5 | 0.5 | 0 | 0 | 0 | 0 | 0.6 | 1.2 | 0 | 0 | [13 empty] | 10 | 8 | 10 | 10 | 8 | 10 | 0 | 1 |  | 10 | 8 | 10 | 10.5997 | 11 | 10.6 | 6.7e-06 | 3.33e-05 | 0 | -0.00033 | -3.4e-08 | -3.3e-08 |  | 0 | 0 | 0 | 0 | 0 | 0
|  | n.2 |  |  |  | Hot water | kWh | 0 | 0 | 0 | 0 | 1 | 0 | 1 | 1 | 0 | 0 | 0 | 0 | 0 | 0 |  | 0 | 0 | 0 | 0 | 0 | 0 | 0 | 0.001 | 1.2 | 1.1 | 0 | 0 | 0 | 0 | [13 empty] | 1 | 1 | 2 | 1 | 1 | 2 | 0 | 1 |  | 7.0004 | 4.5992 | 8.0008 | 0.9992 | 1 | 1.999 | 8.8818e-16 | 8.8818e-16 | 0 | -1.1102e-16 | -0.000723 | -0.000967 |  | 0 | 0 | 0 | 0 | 0 | 0
|  | n.3 |  |  |  | Cold | kWh | 0 | 0 | 0 | 0 | 0 | 1 | 0 | 0 | 0 | 0 | 1 | 0 | 0 | 0 |  | 0 | 0 | 0 | 0 | 0 | 0 | 0 | 0 | 0 | 0 | 0 | 0 | 0 | 0 | [13 empty] | 0 | 0 | 0 | 1 | 5 | 1 | 0.05 | 1 |  | 0 | 0 | 0 | 1 | 5 | 1 | 0 | 0 | 0 | 0 | 0 | 0 |  | 0 | 0 | 0 | 0 | 0 | 0
|  | n.4 |  |  |  | Heat | kWh | 0 | 0 | 0 | 0 | 0 | 0 | 0 | 0 | 1 | 1 | 0 | 0 | 0 | 0 |  | 0 | 0 | 0 | 0 | 0 | 0 | 0 | 0 | 0 | 0 | 0 | 0 | 0 | 0 | [13 empty] | 5 | 3 | 5 | 0 | 0 | 0 | -0.1 | 1 |  | 5 | 3 | 5 | 0 | 0 | 0 | 0 | 0 | 0 | 0 | 0 | 0 |  | 0 | 0 | 0 | 0 | 0 | 0
|  | n.5 |  |  |  | Cooking | kWh | 0 | 0 | 0 | 0 | 0 | 0 | 0 | 0 | 0 | 0 | 0 | 1 | 1 | 0 |  | 0 | 0 | 0 | 0 | 0 | 0 | 0 | 0 | 0 | 0 | 0 | 0 | 0 | 0 | [13 empty] | 0.5 | 1 | 2 | 0.5 | 1 | 2 | 0 | 1 |  | 0.5 | 1 | 2 | 0.5 | 1 | 2 | 0 | 0 | 0 | 0 | 0 | 0 |  | 0 | 0 | 0 | 0 | 0 | 0
|  | n.6 |  |  |  | Natural Gas | kWh | 0 | 0 | 0 | 0 | 0 | 0 | 0 | 0 | 0 | 0 | 0 | 0 | 0 | 1 |  | 0 | 0 | 0 | 0 | 0 | 0 | 1.1111 | 0 | 0 | 0 | 0 | 0 | 1.5 | 0 | [13 empty] | 0 | 0 | 0 | 0 | 0 | 0 | 0 | 1 |  | 8.0782 | 7.4991 | 11.0009 | 2.7491 | 1.807 | 5.259 | 2.2222e-08 | -1.1111e-08 | 1.1111e-07 | -1.1111e-08 | -0.00077778 | 0.0012222 |  | 0 | 0 | 0 | 0 | 0 | 0
[8 empty] | d | [29 empty] | I_at | [11 empty] | EE constraint | HW constraint |  |  |  |  | Install TI | [8 empty] | X'-dQ' = 0 | [6 empty] | (Xmax-X_agg_no_stor) ' > 0
[5 empty] | a.1 | PV | kWh | 1 | 0 | 0 | 0 | 0 | 0 | 0 | 0 | 0 | 0 | 0 | 0 | 0 | 0 | [16 empty] | 1 | 0 | 0 | 0 | 0 | 0 | 0 | 0 | 0 | 0 | 0 | 0 | 1 | 0 |  |  |  |  | 0 |  |  | opex | capex | min(cost) |  |  |  | 0 | 0 | 0 | 0 | 0 | 0 |  | 5.5511e-17 | 1.1102e-16 | 5.5511e-17 | 1.1102e-16 | -1.1102e-16 | 1.1102e-16
[5 empty] | a.2 | National Grid import | kWh | 0 | 1 | 0 | 0 | 0 | 0 | 0 | 0 | 0 | 0 | 0 | 0 | 0 | 0 | [16 empty] | 0 | 1 | 0 | 0 | 0 | 0 | 0 | 0 | 0 | 0 | 0 | 0 | 0 | 0 |  |  |  |  | TI inv cost |  |  | 16.568 | 7816.8293 | 7833.3973 |  |  |  | 0 | 0 | 0 | 0 | 0 | 0 |  | -0.0003067 | 2.0337 | 0.066693 | 0 | 0 | 0
[5 empty] | a.3 | National Grid export | kWh | 0 | 0 | -1 | 0 | 0 | 0 | 0 | 0 | 0 | 0 | 0 | 0 | 0 | 0 | [16 empty] | 0 | 1 | 0 | 0 | 0 | 0 | 0 | 0 | 0 | 0 | 0 | 0 | -1 | 0 |  |  |  |  | 10000 | [8 empty] | 0 | 0 | 0 | 0 | 0 | 0 |  | 0 | 0 | 0 | 0 | 0 | 0
[5 empty] | a.4 | Battery charge | kWh | 0 | 0 | 0 | 1 | 0 | 0 | 0 | 0 | 0 | 0 | 0 | 0 | 0 | 0 | [16 empty] | 0 | 0 | 0 | 0 | 0 | 0 | 0 | 0 | 0 | 0 | 1 | 0 | 1 | 0 | [13 empty] | 0 | 0 | 0 | 0 | 0 | 0 |  | 0.60539 | 1.8016 | 0 | 5.4016 | 6.9238 | 5.1688
[5 empty] | a.5 | HP heating | kWh | 0 | 0 | 0 | 0 | 1 | 0 | 0 | 0 | 0 | 0 | 0 | 0 | 0 | 0 | [16 empty] | 0 | 0 | 1 | 0 | 0 | 0 | 0 | 0 | 0 | 0 | 0 | 0 | 0 | 1 | [13 empty] | 0 | 0 | 0 | 0 | 0 | 0 |  | 0 | 2 | 0 | 5 | 5 | 5
[5 empty] | a.6 | HP cooling | kWh | 0 | 0 | 0 | 0 | 0 | 1 | 0 | 0 | 0 | 0 | 0 | 0 | 0 | 0 | [16 empty] | 0 | 0 | 1 | 0 | 0 | 0 | 0 | 0 | 0 | 0 | 0 | 0 | 0 | 0 | [13 empty] | 0 | 0 | 0 | 0 | 0 | 0 |  | 0 | 0 | 0 | 0 | 0 | 0
[5 empty] | a.7 | Gas boiler | kWh | 0 | 0 | 0 | 0 | 0 | 0 | 1 | 0 | 0 | 0 | 0 | 0 | 0 | 0 | [16 empty] | 0 | 0 | 0 | 1 | 0 | 0 | 0 | 0 | 0 | 0 | 0 | 0 | 0 | 1 | [13 empty] | 0 | 0 | 0 | 0 | 0 | 0 |  | 5 | 5 | 5 | 4 | 0 | 4
[5 empty] | a.8 | HW storage charge | kWh | 0 | 0 | 0 | 0 | 0 | 0 | 0 | 1 | 0 | 0 | 0 | 0 | 0 | 0 | [16 empty] | 0 | 0 | 0 | 0 | 0 | 0 | 0 | 0 | 0 | 0 | 0 | 1 | 0 | 1 | [13 empty] | 0 | 0 | 0 | 0 | 0 | 0 |  | 0 | 0 | 0 | 0 | 0 | 0
[5 empty] | a.10 | Radiators | kWh | 0 | 0 | 0 | 0 | 0 | 0 | 0 | 0 | 1 | 0 | 0 | 0 | 0 | 0 | [16 empty] | 0 | 0 | 0 | 0 | 1 | 0 | 0 | 0 | 0 | 0 | 0 | 0 | 0 | 0 | [13 empty] | 0 | 0 | 0 | 0 | 0 | 0 |  | 1.5 | 1 | 0 | 1.5 | 1 | 0
[5 empty] | a.11 | Floor heaters | kWh | 0 | 0 | 0 | 0 | 0 | 0 | 0 | 0 | 0 | 1 | 0 | 0 | 0 | 0 | [16 empty] | 0 | 0 | 0 | 0 | 0 | 1 | 0 | 0 | 0 | 0 | 0 | 0 | 0 | 0 | [13 empty] | 0 | 0 | 0 | 0 | 0 | 0 |  | 9990.9218 | 9991.5009 | 9987.9991 | 9996.2509 | 9997.193 | 9993.741
[5 empty] | a.12 | Air conditioning unit | kWh | 0 | 0 | 0 | 0 | 0 | 0 | 0 | 0 | 0 | 0 | 1 | 0 | 0 | 0 | [16 empty] | 0 | 0 | 0 | 0 | 0 | 0 | 1 | 0 | 0 | 0 | 0 | 0 | 0 | 0 |  |  |  |  | X_storage | [8 empty] | 0 | 0 | 0 | 0 | 0 | 0
[5 empty] | a.13 | Induction stove | kWh | 0 | 0 | 0 | 0 | 0 | 0 | 0 | 0 | 0 | 0 | 0 | 1 | 0 | 0 | [16 empty] | 0 | 0 | 0 | 0 | 0 | 0 | 0 | 1 | 0 | 0 | 0 | 0 | 0 | 0 |  |  |  |  | -0.067 | 0.405 | [7 empty] | 0 | 0 | 0 | 0 | 0 | 0
[5 empty] | a.14 | Gas stove | kWh | 0 | 0 | 0 | 0 | 0 | 0 | 0 | 0 | 0 | 0 | 0 | 0 | 1 | 0 | [16 empty] | 0 | 0 | 0 | 0 | 0 | 0 | 0 | 0 | 1 | 0 | 0 | 0 | 0 | 0 |  |  |  |  | -0.333 | -0.8 | [7 empty] | 0 | 0 | 0 | 0 | 0 | 0
[5 empty] | a.15 | Natural Gas supply grid | kWh | 0 | 0 | 0 | 0 | 0 | 0 | 0 | 0 | 0 | 0 | 0 | 0 | 0 | 1 | [16 empty] | 0 | 0 | 0 | 0 | 0 | 0 | 0 | 0 | 0 | 1 | 0 | 0 | 0 | 0 |  |  |  |  | 0 | 0.8 | [7 empty] | 0 | 0 | 0 | 0 | 0 | 0
[56 empty] | 0.233 | -0.8
[56 empty] | 0.33334 | 0.723 | [14 empty] | Activity contraints>0
[6 empty] | Operative costs | €/kWh | [14 empty] | c_o | 0 | 0.1 | -0.05 | 0 | 0 | 0 | 0 | 0 | 0 | 0 | 0 | 0 | 0 | 0.3 | [19 empty] | 0.23333 | -0.033 | [13 empty] | EE export and storage | 0.233 | 0.267 | 0.3 | 0.833 | 1.2333 | 0.83333
[6 empty] | Capital costs | €/kW | [29 empty] | c_c | 1000 | 100 | 2000 | 200 | 500 | 1000 | 500 | 1000 | 500 | 0 | 2000 | 200 | [21 empty] | HW storage | 7.0004 | 4.5992 | 8.0008 | 0.9992 | 1 | 1.999
[6 empty] | initial capacity | kW | [29 empty] | C_i | 3 | 6 | 0 | 0 | 0 | 0 | 0 | 0 | 0 | 9999 | 1 | 1
[38 empty] | Capacity factor | [9 empty] | SOC |  | Thh | [5 empty] | Start cooling | HW | Cooling factor | [13 empty] | max-SOC>0
d.1 | h.1 | [36 empty] | 0.1 | 1 | 1 | 1 | 1 | 1 | 1 | 1 | 1 | 1 | 0.567 | 0.095 | 1 | 0 | 0 | 0 | 0 | 0 | 1 | 1 | 0.9 | [13 empty] | 0.333 | 0 | 0 | 0.233 | 0.56634 | 0.79967
d.1 | h.2 | [36 empty] | 0.2 | 1 | 1 | 1 | 1 | 1 | 1 | 1 | 1 | 1 | 0.9 | 0.845 | 1 | 1 | 0 | 0 | 0 | 0 | 1 | 0.9 | [14 empty] | 0.895 | 0.145 | 0.99 | 0.2305 | 0.98995 | 0.98975
d.1 | h.3 | [36 empty] | 0.1 | 1 | 1 | 1 | 1 | 1 | 1 | 1 | 1 | 1 | 0.9 | 0 | 1 | 1 | 1 | 0 | 0 | 0 | 1 | 0.81 | [14 empty] | SOC-min>0
d.2 | h.1 | [36 empty] | 0.2 | 1 | 1 | 1 | 1 | 1 | 1 | 1 | 1 | 1 | 0.667 | 0.7595 | 1 | 1 | 1 | 1 | 0 | 0 | 1 | 0.729 | [14 empty] | 0.467 | 0.8 | 0.8 | 0.567 | 0.23366 | 0.00033
d.2 | h.2 | [36 empty] | 0.3 | 1 | 1 | 1 | 1 | 1 | 1 | 1 | 1 | 1 | 0.33366 | 5e-05 | 1 | 1 | 1 | 1 | 1 | 0 | 1 | 0.6561 | [14 empty] | 0.095 | 0.845 | 0 | 0.7595 | 5e-05 | 0.000245
d.2 | h.3 | [36 empty] | 0.2 | 1 | 1 | 1 | 1 | 1 | 1 | 1 | 1 | 1 | 0.10033 | 0.000245 | 1 | 1 | 1 | 1 | 1 | 1 | 1 | 0.59049 | [14 empty] | MAX_dis-X_ch>0
[8 empty] | Q | [29 empty] | soc min | HW | soc max | HW | soc start | HW | max dis | HW | min ch | HW |  |  | Thh cooling | [21 empty] | 0.667 | 0.933 | 0.6 | 0.367 | 0.26666 | 0.36667 | bar: a.1
d.1 | h.1 |  |  |  |  | Production |  | 0.3 | 9.767 | 0 | -0.067 | 0 | 0 | 6.5954 | 0.405 | 5 | 0 | 0 | 0 | 0.5 | 8.0782 |  | 0.3 | 9.767 | 0 | -0.067 | 0 | 0 | 6.5954 | 0.405 | 5 | 0 | 0 | 0 | 0.5 | 8.0782 |  | 0.1 | 0 | 0.9 | 0.99 | 0.5 | 0.5 | 0.6 | 0.8 | -0.6 | -0.8 |  |  | 1 | 0 | 0 | 0 | 0 | 0 | [16 empty] | 0.395 | 1.6 | 0 | 1.6 | 0.077 | 0.833
d.1 | h.2 | [6 empty] | 0.6 | 7.733 | 0 | -0.333 | 0 | 0 | 5.3992 | -0.8 | 3 | 0 | 0 | 0 | 1 | 7.4991 |  | 0.6 | 7.733 | 0 | -0.333 | 0 | 0 | 5.3992 | -0.8 | 3 | 0 | 0 | 0 | 1 | 7.4991 |  | 0.1 | 0 | 0.9 | 0.99 | 0.5 | 0.5 | 0.6 | 0.8 | -0.6 | -0.8 |  |  | 1 | 1 | 0 | 0 | 0 | 0 | [16 empty] | X_ch-MIN_ch>0
d.1 | h.3 | [6 empty] | 0.3 | 9.7 | 0 | 0 | 0 | 0 | 7.2008 | 0.8 | 5 | 0 | 0 | 0 | 2 | 11.0009 |  | 0.3 | 9.7 | 0 | 0 | 0 | 0 | 7.2008 | 0.8 | 5 | 0 | 0 | 0 | 2 | 11.0009 |  | 0.1 | 0 | 0.9 | 0.99 | 0.5 | 0.5 | 0.6 | 0.8 | -0.6 | -0.8 |  |  | 1 | 1 | 1 | 0 | 0 | 0 | [16 empty] | 0.533 | 0.267 | 0.6 | 0.833 | 0.93334 | 0.83333
d.2 | h.1 | [6 empty] | 0.6 | 9.7667 | 0 | 0.233 | 0 | 0 | 1.7992 | -0.8 | 0 | 0 | 1 | 0 | 0.5 | 2.7491 |  | 0.6 | 9.7667 | 0 | 0.233 | 0 | 0 | 1.7992 | -0.8 | 0 | 0 | 1 | 0 | 0.5 | 2.7491 |  | 0.1 | 0 | 0.9 | 0.99 | 0.5 | 0.5 | 0.6 | 0.8 | -0.6 | -0.8 |  |  | 1 | 1 | 1 | 1 | 0 | 0 | [16 empty] | 1.205 | 0 | 1.6 | 0 | 1.523 | 0.767
d.2 | h.2 | [6 empty] | 0.9 | 9.7667 | 0 | 0.33334 | 0 | 0 | 0.277 | 0.723 | 0 | 0 | 5 | 0 | 1 | 1.807 |  | 0.9 | 9.7667 | 0 | 0.33334 | 0 | 0 | 0.277 | 0.723 | 0 | 0 | 5 | 0 | 1 | 1.807 |  | 0.1 | 0 | 0.9 | 0.99 | 0.5 | 0.5 | 0.6 | 0.8 | -0.6 | -0.8 |  |  | 1 | 1 | 1 | 1 | 1 | 0
d.2 | h.3 | [6 empty] | 0.6 | 9.7667 | 0 | 0.23333 | 0 | 0 | 2.032 | -0.033 | 0 | 0 | 1 | 0 | 2 | 5.259 |  | 0.6 | 9.7667 | 0 | 0.23333 | 0 | 0 | 2.032 | -0.033 | 0 | 0 | 1 | 0 | 2 | 5.259 |  | 0.1 | 0 | 0.9 | 0.99 | 0.5 | 0.5 | 0.6 | 0.8 | -0.6 | -0.8 |  |  | 1 | 1 | 1 | 1 | 1 | 1
[38 empty] | SOC min |  | SOC max |  |  |  | MAX dis |  | MIN ch
d.1 | h.1 | [36 empty] | 0.1 | 0 | 0.9 | 0.99 | 0.5 | 0.5 | 0.6 | 0.8 | -0.6 | -0.8
d.1 | h.2 | [36 empty] | 0.1 | 0 | 0.9 | 0.99 | 0.5 | 0.5 | 0.6 | 0.8 | -0.6 | -0.8
d.1 | h.3 | [36 empty] | 0.1 | 0 | 0.9 | 0.99 | 0.5 | 0.5 | 0.6 | 0.8 | -0.6 | -0.8
d.2 | h.1 | [36 empty] | 0.1 | 0 | 0.9 | 0.99 | 0.5 | 0.5 | 0.6 | 0.8 | -0.6 | -0.8
d.2 | h.2 | [36 empty] | 0.1 | 0 | 0.9 | 0.99 | 0.5 | 0.5 | 0.6 | 0.8 | -0.6 | -0.8
d.2 | h.3 | [36 empty] | 0.1 | 0 | 0.9 | 0.99 | 0.5 | 0.5 | 0.6 | 0.8 | -0.6 | -0.8
Xmax_no_stor
d.1 | h.1 | [36 empty] | 0.3 | 9.7667 | 0 | 7.2008 | 5 | 0 | 5 | 0 | 2 | 9999
d.1 | h.2 | [36 empty] | 0.6 | 9.7667 | 0 | 7.2008 | 5 | 0 | 5 | 0 | 2 | 9999
d.1 | h.3 | [36 empty] | 0.3 | 9.7667 | 0 | 7.2008 | 5 | 0 | 5 | 0 | 2 | 9999
d.2 | h.1 | [36 empty] | 0.6 | 9.7667 | 0 | 7.2008 | 5 | 0 | 5 | 0 | 2 | 9999
d.2 | h.2 | [36 empty] | 0.9 | 9.7667 | 0 | 7.2008 | 5 | 0 | 5 | 0 | 2 | 9999
d.2 | h.3 | [36 empty] | 0.6 | 9.7667 | 0 | 7.2008 | 5 | 0 | 5 | 0 | 2 | 9999
[23 empty] | a.1: C_oper_tot |  | X_agg (no_stor)
d.1 | h.1 | [21 empty] | 0 | 0.9767 | 0 | 0 | 0 | 0 | 0 | 0 | 0 | 0 | 0 | 0 | 0 | 2.4235 |  | 0.3 | 9.767 | 0 | 6.5954 | 5 | 0 | 0 | 0 | 0.5 | 8.0782 | -0.067 | 0.405
d.1 | h.2 | [21 empty] | 0 | 0.7733 | 0 | 0 | 0 | 0 | 0 | 0 | 0 | 0 | 0 | 0 | 0 | 2.2497 |  | 0.6 | 7.733 | 0 | 5.3992 | 3 | 0 | 0 | 0 | 1 | 7.4991 | -0.333 | -0.8
d.1 | h.3 | [21 empty] | 0 | 0.97 | 0 | 0 | 0 | 0 | 0 | 0 | 0 | 0 | 0 | 0 | 0 | 3.3003 |  | 0.3 | 9.7 | 0 | 7.2008 | 5 | 0 | 0 | 0 | 2 | 11.0009 | 0 | 0.8
d.2 | h.1 | [21 empty] | 0 | 0.97667 | 0 | 0 | 0 | 0 | 0 | 0 | 0 | 0 | 0 | 0 | 0 | 0.82473 |  | 0.6 | 9.7667 | 0 | 1.7992 | 0 | 0 | 1 | 0 | 0.5 | 2.7491 | 0.233 | -0.8
d.2 | h.2 | [21 empty] | 0 | 0.97667 | 0 | 0 | 0 | 0 | 0 | 0 | 0 | 0 | 0 | 0 | 0 | 0.5421 |  | 0.9 | 9.7667 | 0 | 0.277 | 0 | 0 | 5 | 0 | 1 | 1.807 | 0.33334 | 0.723
d.2 | h.3 | [21 empty] | 0 | 0.97667 | 0 | 0 | 0 | 0 | 0 | 0 | 0 | 0 | 0 | 0 | 0 | 1.5777 |  | 0.6 | 9.7667 | 0 | 2.032 | 0 | 0 | 1 | 0 | 2 | 5.259 | 0.23333 | -0.033
cap_new
[38 empty] | 0 | 3.7667 | 0 | 7.2008 | 5 | 0 | 5 | 0 | 2 | 0 | 0 | 0
Tot capacity
[38 empty] | 3 | 9.7667 | 0 | 7.2008 | 5 | 0 | 5 | 0 | 2 | 9999 | 1 | 1
Export constraint
EE export

## transport
time_day | [71 empty] | d.1 | d.1 | d.1 | d.2 | d.2 | d.2 |  |  |  | d.1 | d.1 | d.1 | d.2 | d.2 | d.2 | d.1 | d.1 | d.1 | d.2 | d.2 | d.2 |  | d.1 | d.1 | d.1 | d.2 | d.2 | d.2
| time_hour | [70 empty] | h.1 | h.2 | h.3 | h.1 | h.2 | h.3 |  |  |  | h.1 | h.2 | h.3 | h.1 | h.2 | h.3 | h.1 | h.2 | h.3 | h.1 | h.2 | h.3 |  | h.1 | h.2 | h.3 | h.1 | h.2 | h.3
needs
|  |  | flows |  |  |  |  | f.1 | f.2 | f.3 | f.4 | f.6 | f.7 | f.8 | f.9 | f.10 | f.11 | f.12 | f.13 | f.14 | f.15 | f.16 | f.17 | f.18 | f.19 | f.20 | f.21 | f.22 | f.23 | [24 empty] | non-storage technologies | [9 empty] | BEV storage | [5 empty] | Storage technology
|  |  |  | techs | [49 empty] | t.1 | t.2 | t.3 | t.4 | t.6 | t.7 | t.8 | t.9 | t.10 | t.11 | t.13 | t.14 | t.15 | 7.16 | 7.17 | 7.18 | t.12 | t.13
[5 empty] | activ | [25 empty] | a.1 | a.2 | a.3 | a.4 | a.5 | a.6 | a.7 | a.8 | a.10 | a.11 | a.12 | a.13 | a.14 | a.15 | a.15 | a.16 | a.17 | a.18 | a.19 | a.20 | a.21 | a.22
[6 empty] | name |  | EE PV | EE import National Grid | EE export National Grid | EE storage charge | HW HP | Cooling HP | HW Gas boiler | HW storage | Radiator heating | Floor heating | Cooling AC | Induction cook | Gas cook | Natural Gas supply | BEV charge home | BEV charge street | BEV discharge | BEV tr urban | ICEV tr urban | BEV tr motorway | ICEV tr motorway | Fuel ICEV |  | PV | National Grid import | National Grid export | Battery charge | HP heating | HP cooling | Gas boiler | HW storage charge | Radiators | Floor heaters | Air conditioning unit | Induction stove | Gas stove | Natural Gas supply grid | BEV charging home | BEV charging street | BEV discharging | BEV urban | ICEV urban | BEV motorway | ICEV motorway | ICEV fuel |  | PV | National Grid | HP | Gas boiler | Radiators | Floor heaters | Air conditioning unit | Induction stove | Gas stove | Natural Gas supply grid | BEV home | BEV street | BEV discharge | BEV | ICEV | Fuel supply | Battery | HW storage
[7 empty] | unit | kWh | kWh | kWh | kWh | kWh | kWh | kWh | kWh | kWh | kWh | kWh | kWh | kWh | kWh | kWh | kWh | kWh | km | km | km | km | L |  | kWh | kWh | kWh | kWh | kWh | kWh | kWh | kWh | kWh | kWh | kWh | kWh | kWh | kWh | kWh | kWh | kWh | km | km | km | km | L |  | kWh | kWh | kWh | kWh | kWh | kWh | kWh | kWh | kWh | kWh | kWh | kWh | kWh | km | km | L | kWh | kWh
[8 empty] | I_nf | [63 empty] | Y | [5 empty] | Thermal Insulation | TI |  | Q_agg=Q*Iff' | [5 empty] | Q_agg-uX'-Y-curtail = 0 | [6 empty] | Curtailment | bar: a.1
|  | n.1 |  |  |  | EE | kWh | 1 | 1 | 1 | 1 | 0 | 0 | 0 | 0 | 0 | 0 | 0 | 0 | 0 | 0 | 0 | 0 | 0 | 0 | 0 | 0 | 0 | 0 |  | 0 | 0 | 0 | 0.0001 | 0.5 | 0.5 | 0 | 0 | 0 | 0 | 0.6 | 1.2 | 0 | 0 | 1 | 0 | 0 | 0 | 0 | 0 | 0 | 0 | [19 empty] | 10 | 8 | 10 | 10 | 8 | 10 | 0 | 1 |  | 10.2 | 8 | 10.2 | 10.6 | 11 | 10.6 | -3e-08 | 0 | -3e-08 | -3.3667e-08 | -3.0667e-08 | -3.3667e-08 |  | 0 | 0 | 0 | 0 | 0 | 0
|  | n.2 |  |  |  | Hot water | kWh | 0 | 0 | 0 | 0 | 1 | 0 | 1 | 1 | 0 | 0 | 0 | 0 | 0 | 0 | 0 | 0 | 0 | 0 | 0 | 0 | 0 | 0 |  | 0 | 0 | 0 | 0 | 0 | 0 | 0 | 0.001 | 1.2 | 1.1 | 0 | 0 | 0 | 0 | 0 | 0 | 0 | 0 | 0 | 0 | 0 | 0 | [19 empty] | 1 | 1 | 2 | 1 | 1 | 2 | 0 | 1 |  | 7 | 4.6 | 8.0003 | 1 | 1 | 2 | 0 | 0 | -4.5e-08 | 0 | 0 | 0 |  | 0 | 0 | 0 | 0 | 0 | 0
|  | n.3 |  |  |  | Cold | kWh | 0 | 0 | 0 | 0 | 0 | 1 | 0 | 0 | 0 | 0 | 1 | 0 | 0 | 0 | 0 | 0 | 0 | 0 | 0 | 0 | 0 | 0 |  | 0 | 0 | 0 | 0 | 0 | 0 | 0 | 0 | 0 | 0 | 0 | 0 | 0 | 0 | 0 | 0 | 0 | 0 | 0 | 0 | 0 | 0 | [19 empty] | 0 | 0 | 0 | 1 | 5 | 1 | 0.05 | 1 |  | 0 | 0 | 0 | 1 | 5 | 1 | 0 | 0 | 0 | 0 | 0 | 0 |  | 0 | 0 | 0 | 0 | 0 | 0
|  | n.4 |  |  |  | Heat | kWh | 0 | 0 | 0 | 0 | 0 | 0 | 0 | 0 | 1 | 1 | 0 | 0 | 0 | 0 | 0 | 0 | 0 | 0 | 0 | 0 | 0 | 0 |  | 0 | 0 | 0 | 0 | 0 | 0 | 0 | 0 | 0 | 0 | 0 | 0 | 0 | 0 | 0 | 0 | 0 | 0 | 0 | 0 | 0 | 0 | [19 empty] | 5 | 3 | 5 | 0 | 0 | 0 | -0.1 | 1 |  | 5 | 3 | 5 | 0 | 0 | 0 | 0 | 0 | 0 | 0 | 0 | 0 |  | 0 | 0 | 0 | 0 | 0 | 0
|  | n.5 |  |  |  | Cooking | kWh | 0 | 0 | 0 | 0 | 0 | 0 | 0 | 0 | 0 | 0 | 0 | 1 | 1 | 0 | 0 | 0 | 0 | 0 | 0 | 0 | 0 | 0 |  | 0 | 0 | 0 | 0 | 0 | 0 | 0 | 0 | 0 | 0 | 0 | 0 | 0 | 0 | 0 | 0 | 0 | 0 | 0 | 0 | 0 | 0 | [19 empty] | 0.5 | 1 | 2 | 0.5 | 1 | 2 | 0 | 1 |  | 0.5 | 1 | 2 | 0.5 | 1 | 2 | 0 | 0 | 0 | 0 | 0 | 0 |  | 0 | 0 | 0 | 0 | 0 | 0
|  | n.6 |  |  |  | Natural Gas | kWh | 0 | 0 | 0 | 0 | 0 | 0 | 0 | 0 | 0 | 0 | 0 | 0 | 0 | 1 | 0 | 0 | 0 | 0 | 0 | 0 | 0 | 0 |  | 0 | 0 | 0 | 0 | 0 | 0 | 1.1111 | 0 | 0 | 0 | 0 | 0 | 1.5 | 0 | 0 | 0 | 0 | 0 | 0 | 0 | 0 | 0 | [19 empty] | 0 | 0 | 0 | 0 | 0 | 0 | 0 | 1 |  | 8.5278 | 6.6111 | 11.5612 | 1.8611 | 2.6111 | 5.2222 | 2.2222e-08 | -1.1111e-08 | 1.1111e-07 | -1.1111e-08 | -1.1111e-08 | -2.2222e-08 |  | 0 | 0 | 0 | 0 | 0 | 0
|  | n.7 |  |  |  | BEV battery charge | kWh | 0 | 0 | 0 | 0 | 0 | 0 | 0 | 0 | 0 | 0 | 0 | 0 | 0 | 0 | 1 | 1 | 0 | 0 | 0 | 0 | 0 | 0 |  | 0 | 0 | 0 | 0 | 0 | 0 | 0 | 0 | 0 | 0 | 0 | 0 | 0 | 0 | 0 | 0 | 0 | 0 | 0 | 0 | 0 | 0 | [19 empty] | 0 | 0 | 0 | 0 | 0 | 0 | 0 | 1 |  | 0.20001 | 0 | 0.20001 | 0 | 0 | 0 | 0 | 0 | 0 | 0 | 0 | 0 |  | 0.20001 | 0 | 0.20001 | 0 | 0 | 0
|  | n.8 |  |  |  | BEV battery discharge | kWh | 0 | 0 | 0 | 0 | 0 | 0 | 0 | 0 | 0 | 0 | 0 | 0 | 0 | 0 | 0 | 0 | 1 | 0 | 0 | 0 | 0 | 0 |  | 0 | 0 | 0 | 0 | 0 | 0 | 0 | 0 | 0 | 0 | 0 | 0 | 0 | 0 | 0 | 0 | 0 | 0.15 | 0 | 0.17 | 0 | 0 | [19 empty] | 0 | 0 | 0 | 0 | 0 | 0 | 0 | 1 |  | 0 | 0 | 3.4 | 18.5 | 18.5 | 0 | 0 | 0 | 1e-07 | 0 | 0 | 0 |  | 0 | 0 | 0 | 0 | 0 | 0
|  | n.9 |  |  |  | Transport urban | km | 0 | 0 | 0 | 0 | 0 | 0 | 0 | 0 | 0 | 0 | 0 | 0 | 0 | 0 | 0 | 0 | 0 | 1 | 1 | 0 | 0 | 0 |  | 0 | 0 | 0 | 0 | 0 | 0 | 0 | 0 | 0 | 0 | 0 | 0 | 0 | 0 | 0 | 0 | 0 | 0 | 0 | 0 | 0 | 0 | [19 empty] | 100 | 0 | 100 | 10 | 10 | 60 | 0 | 1 |  | 100 | 0 | 100 | 10 | 10 | 60 | 0 | 0 | 0 | 0 | 0 | 0 |  | 0 | 0 | 0 | 0 | 0 | 0
|  | n.10 |  |  |  | Transport motorway | km | 0 | 0 | 0 | 0 | 0 | 0 | 0 | 0 | 0 | 0 | 0 | 0 | 0 | 0 | 0 | 0 | 0 | 0 | 0 | 1 | 1 | 0 |  | 0 | 0 | 0 | 0 | 0 | 0 | 0 | 0 | 0 | 0 | 0 | 0 | 0 | 0 | 0 | 0 | 0 | 0 | 0 | 0 | 0 | 0 | [19 empty] | 0 | 0 | 0 | 100 | 100 | 0 | 0 | 1 |  | 0 | 0 | 0 | 100 | 100 | 0 | 0 | 0 | 0 | 0 | 0 | 0 |  | 0 | 0 | 0 | 0 | 0 | 0
[6 empty] | Fuel | L | 0 | 0 | 0 | 0 | 0 | 0 | 0 | 0 | 0 | 0 | 0 | 0 | 0 | 0 | 0 | 0 | 0 | 0 | 0 | 0 | 0 | 1 |  | 0 | 0 | 0 | 0 | 0 | 0 | 0 | 0 | 0 | 0 | 0 | 0 | 0 | 0 | 0 | 0 | 0 | 0 | 0.02 | 0 | 0.03 | 0 | [19 empty] | 0 | 0 | 0 | 0 | 0 | 0 | 0 | 1 |  | 2 | 0 | 1.5467 | 0 | 0 | 1.2 | 0 | 0 | -2e-08 | 0 | 0 | 0 |  | 0 | 0 | 0 | 0 | 0 | 0
[8 empty] | d | [45 empty] | I_at | [17 empty] | EE constraint | HW constraint | BEV home charge |  | to make BEV soc |  | Install TI | [8 empty] | X'-dQ' = 0 | [6 empty] | (Xmax-X_agg_no_stor) ' > 0
[5 empty] | a.1 | PV | kWh | 1 | 0 | 0 | 0 | 0 | 0 | 0 | 0 | 0 | 0 | 0 | 0 | 0 | 0 | 0 | 0 | 0 | 0 | 0 | 0 | 0 | 0 | [24 empty] | 1 | 0 | 0 | 0 | 0 | 0 | 0 | 0 | 0 | 0 | 0 | 0 | 0 | 0 | 0 | 0 | 0 | 0 | 1 | 0 | 1 |  | 0 |  | 0 |  |  | opex | capex | min(cost) |  |  |  | 0 | 0 | 0 | 0 | 0 | 0 |  | 5.5511e-17 | 1.1102e-16 | 5.5511e-17 | 1.1102e-16 | -1.1102e-16 | 1.1102e-16
[5 empty] | a.2 | National Grid import | kWh | 0 | 1 | 0 | 0 | 0 | 0 | 0 | 0 | 0 | 0 | 0 | 0 | 0 | 0 | 0 | 0 | 0 | 0 | 0 | 0 | 0 | 0 | [24 empty] | 0 | 1 | 0 | 0 | 0 | 0 | 0 | 0 | 0 | 0 | 0 | 0 | 0 | 0 | 0 | 0 | 0 | 0 | 0 | 0 | 1 |  | 0 |  | TI inv cost |  |  | 25.1524 | 7931.0114 | 7956.1637 |  |  |  | 0 | 0 | 0 | 0 | 0 | 0 |  | 0 | 2.5 | 0 | 0 | 0 | 0
[5 empty] | a.3 | National Grid export | kWh | 0 | 0 | -1 | 0 | 0 | 0 | 0 | 0 | 0 | 0 | 0 | 0 | 0 | 0 | 0 | 0 | 0 | 0 | 0 | 0 | 0 | 0 | [24 empty] | 0 | 1 | 0 | 0 | 0 | 0 | 0 | 0 | 0 | 0 | 0 | 0 | 0 | 0 | 0 | 0 | 0 | 0 | -1 | 0 | 0 |  | 0 |  | 10000 | [8 empty] | 0 | 0 | 0 | 0 | 0 | 0 |  | 0 | 0 | 0 | 0 | 0 | 0
[5 empty] | a.4 | Battery charge | kWh | 0 | 0 | 0 | 1 | 0 | 0 | 0 | 0 | 0 | 0 | 0 | 0 | 0 | 0 | 0 | 0 | 0 | 0 | 0 | 0 | 0 | 0 | [24 empty] | 0 | 0 | 0 | 0 | 0 | 0 | 0 | 0 | 0 | 0 | 0 | 0 | 0 | 0 | 0 | 0 | 1 | 0 | 1 | 0 | 1 |  | 0 | [10 empty] | 0 | 0 | 0 | 0 | 0 | 0 |  | 0.70505 | 3.1051 | 0 | 6.7051 | 6.7051 | 5.7051
[5 empty] | a.5 | HP heating | kWh | 0 | 0 | 0 | 0 | 1 | 0 | 0 | 0 | 0 | 0 | 0 | 0 | 0 | 0 | 0 | 0 | 0 | 0 | 0 | 0 | 0 | 0 | [24 empty] | 0 | 0 | 1 | 0 | 0 | 0 | 0 | 0 | 0 | 0 | 0 | 0 | 0 | 0 | 0 | 0 | 0 | 0 | 0 | 1 | 0 |  | 0 | [10 empty] | 0 | 0 | 0 | 0 | 0 | 0 |  | 0 | 2 | 0 | 5 | 5 | 5
[5 empty] | a.6 | HP cooling | kWh | 0 | 0 | 0 | 0 | 0 | 1 | 0 | 0 | 0 | 0 | 0 | 0 | 0 | 0 | 0 | 0 | 0 | 0 | 0 | 0 | 0 | 0 | [24 empty] | 0 | 0 | 1 | 0 | 0 | 0 | 0 | 0 | 0 | 0 | 0 | 0 | 0 | 0 | 0 | 0 | 0 | 0 | 0 | 0 | 0 |  | 0 | [10 empty] | 0 | 0 | 0 | 0 | 0 | 0 |  | 0 | 0 | 0 | 0 | 0 | 0
[5 empty] | a.7 | Gas boiler | kWh | 0 | 0 | 0 | 0 | 0 | 0 | 1 | 0 | 0 | 0 | 0 | 0 | 0 | 0 | 0 | 0 | 0 | 0 | 0 | 0 | 0 | 0 | [24 empty] | 0 | 0 | 0 | 1 | 0 | 0 | 0 | 0 | 0 | 0 | 0 | 0 | 0 | 0 | 0 | 0 | 0 | 0 | 0 | 1 | 0 |  | 0 | [10 empty] | 0 | 0 | 0 | 0 | 0 | 0 |  | 5 | 5 | 5 | 4 | 0 | 4
[5 empty] | a.8 | HW storage charge | kWh | 0 | 0 | 0 | 0 | 0 | 0 | 0 | 1 | 0 | 0 | 0 | 0 | 0 | 0 | 0 | 0 | 0 | 0 | 0 | 0 | 0 | 0 | [24 empty] | 0 | 0 | 0 | 0 | 0 | 0 | 0 | 0 | 0 | 0 | 0 | 0 | 0 | 0 | 0 | 0 | 0 | 1 | 0 | 1 | 0 |  | 0 | [10 empty] | 0 | 0 | 0 | 0 | 0 | 0 |  | 0 | 0 | 0 | 0 | 0 | 0
[5 empty] | a.9 | Radiators | kWh | 0 | 0 | 0 | 0 | 0 | 0 | 0 | 0 | 1 | 0 | 0 | 0 | 0 | 0 | 0 | 0 | 0 | 0 | 0 | 0 | 0 | 0 | [24 empty] | 0 | 0 | 0 | 0 | 1 | 0 | 0 | 0 | 0 | 0 | 0 | 0 | 0 | 0 | 0 | 0 | 0 | 0 | 0 | 0 | 0 |  | 0 | [10 empty] | 0 | 0 | 0 | 0 | 0 | 0 |  | 1.5 | 1 | 0 | 1.5 | 1 | 0
[5 empty] | a.10 | Floor heaters | kWh | 0 | 0 | 0 | 0 | 0 | 0 | 0 | 0 | 0 | 1 | 0 | 0 | 0 | 0 | 0 | 0 | 0 | 0 | 0 | 0 | 0 | 0 | [24 empty] | 0 | 0 | 0 | 0 | 0 | 1 | 0 | 0 | 0 | 0 | 0 | 0 | 0 | 0 | 0 | 0 | 0 | 0 | 0 | 0 | 0 |  | 0 | [10 empty] | 0 | 0 | 0 | 0 | 0 | 0 |  | 9990.4722 | 9992.3889 | 9987.4388 | 9997.1389 | 9996.3889 | 9993.7778
[5 empty] | a.11 | Air conditioning unit | kWh | 0 | 0 | 0 | 0 | 0 | 0 | 0 | 0 | 0 | 0 | 1 | 0 | 0 | 0 | 0 | 0 | 0 | 0 | 0 | 0 | 0 | 0 | [24 empty] | 0 | 0 | 0 | 0 | 0 | 0 | 1 | 0 | 0 | 0 | 0 | 0 | 0 | 0 | 0 | 0 | 0 | 0 | 0 | 0 | 0 |  | 0 | [10 empty] | 0 | 0 | 0 | 0 | 0 | 0 |  | 6.8 | 0 | 6.8 | 7 | 0 | 7
[5 empty] | a.12 | Induction stove | kWh | 0 | 0 | 0 | 0 | 0 | 0 | 0 | 0 | 0 | 0 | 0 | 1 | 0 | 0 | 0 | 0 | 0 | 0 | 0 | 0 | 0 | 0 | [24 empty] | 0 | 0 | 0 | 0 | 0 | 0 | 0 | 1 | 0 | 0 | 0 | 0 | 0 | 0 | 0 | 0 | 0 | 0 | 0 | 0 | 0 |  | 0 | [10 empty] | 0 | 0 | 0 | 0 | 0 | 0 |  | 22 | 22 | 22 | 22 | 22 | 22
[5 empty] | a.13 | Gas stove | kWh | 0 | 0 | 0 | 0 | 0 | 0 | 0 | 0 | 0 | 0 | 0 | 0 | 1 | 0 | 0 | 0 | 0 | 0 | 0 | 0 | 0 | 0 | [24 empty] | 0 | 0 | 0 | 0 | 0 | 0 | 0 | 0 | 1 | 0 | 0 | 0 | 0 | 0 | 0 | 0 | 0 | 0 | 0 | 0 | 0 |  | 0 | [10 empty] | 0 | 0 | 0 | 0 | 0 | 0 |  | 500 | 500 | 496.6 | 481.5 | 481.5 | 500
[5 empty] | a.14 | Natural Gas supply grid | kWh | 0 | 0 | 0 | 0 | 0 | 0 | 0 | 0 | 0 | 0 | 0 | 0 | 0 | 1 | 0 | 0 | 0 | 0 | 0 | 0 | 0 | 0 | [24 empty] | 0 | 0 | 0 | 0 | 0 | 0 | 0 | 0 | 0 | 1 | 0 | 0 | 0 | 0 | 0 | 0 | 0 | 0 | 0 | 0 | 0 |  | 0 | [10 empty] | 0 | 0 | 0 | 0 | 0 | 0 |  | 150 | 150 | 127.3332 | 40 | 40 | 150
[5 empty] | a.15 | BEV charging home | kWh | 0 | 0 | 0 | 0 | 0 | 0 | 0 | 0 | 0 | 0 | 0 | 0 | 0 | 0 | 1 | 0 | 0 | 0 | 0 | 0 | 0 | 0 | [24 empty] | 0 | 0 | 0 | 0 | 0 | 0 | 0 | 0 | 0 | 0 | 1 | 0 | 0 | 0 | 0 | 0 | 0 | 0 | 0 | 0 | -1 |  | -1 | [10 empty] | 0 | 0 | 0 | 0 | 0 | 0 |  | 100 | 200 | 122.6668 | 200 | 200 | 140
[5 empty] | a.16 | BEV charging street | kWh | 0 | 0 | 0 | 0 | 0 | 0 | 0 | 0 | 0 | 0 | 0 | 0 | 0 | 0 | 0 | 1 | 0 | 0 | 0 | 0 | 0 | 0 | [24 empty] | 0 | 0 | 0 | 0 | 0 | 0 | 0 | 0 | 0 | 0 | 0 | 1 | 0 | 0 | 0 | 0 | 0 | 0 | 0 | 0 | 0 |  | -1 | [10 empty] | 0 | 0 | 0 | 0 | 0 | 0 |  | 99997 | 99999 | 99997.4533 | 99999 | 99999 | 99997.8
[5 empty] | a.17 | BEV discharging | kWh | 0 | 0 | 0 | 0 | 0 | 0 | 0 | 0 | 0 | 0 | 0 | 0 | 0 | 0 | 0 | 0 | 1 | 0 | 0 | 0 | 0 | 0 | [24 empty] | 0 | 0 | 0 | 0 | 0 | 0 | 0 | 0 | 0 | 0 | 0 | 0 | 1 | 0 | 0 | 0 | 0 | 0 | 0 | 0 | 0 |  | 1 | [10 empty] | 0 | 0 | 0 | 0 | 0 | 0
[5 empty] | a.18 | BEV urban | km | 0 | 0 | 0 | 0 | 0 | 0 | 0 | 0 | 0 | 0 | 0 | 0 | 0 | 0 | 0 | 0 | 0 | 1 | 0 | 0 | 0 | 0 | [24 empty] | 0 | 0 | 0 | 0 | 0 | 0 | 0 | 0 | 0 | 0 | 0 | 0 | 0 | 1 | 0 | 0 | 0 | 0 | 0 | 0 | 0 |  | 0 | [10 empty] | 0 | 0 | 0 | 0 | 0 | 0
[5 empty] | a.19 | ICEV urban | km | 0 | 0 | 0 | 0 | 0 | 0 | 0 | 0 | 0 | 0 | 0 | 0 | 0 | 0 | 0 | 0 | 0 | 0 | 1 | 0 | 0 | 0 | [24 empty] | 0 | 0 | 0 | 0 | 0 | 0 | 0 | 0 | 0 | 0 | 0 | 0 | 0 | 0 | 1 | 0 | 0 | 0 | 0 | 0 | 0 |  | 0 | [10 empty] | 0 | 0 | 0 | 0 | 0 | 0 |  | No new capacity
[5 empty] | a.20 | BEV motorway | km | 0 | 0 | 0 | 0 | 0 | 0 | 0 | 0 | 0 | 0 | 0 | 0 | 0 | 0 | 0 | 0 | 0 | 0 | 0 | 1 | 0 | 0 | [24 empty] | 0 | 0 | 0 | 0 | 0 | 0 | 0 | 0 | 0 | 0 | 0 | 0 | 0 | 1 | 0 | 0 | 0 | 0 | 0 | 0 | 0 |  | 0 | [10 empty] | 0 | 0 | 0 | 0 | 0 | 0 |  | 0 | 0 | 0 | 0
[5 empty] | a.21 | ICEV motorway | km | 0 | 0 | 0 | 0 | 0 | 0 | 0 | 0 | 0 | 0 | 0 | 0 | 0 | 0 | 0 | 0 | 0 | 0 | 0 | 0 | 1 | 0 | [24 empty] | 0 | 0 | 0 | 0 | 0 | 0 | 0 | 0 | 0 | 0 | 0 | 0 | 0 | 0 | 1 | 0 | 0 | 0 | 0 | 0 | 0 |  | 0 | [10 empty] | 0 | 0 | 0 | 0 | 0 | 0
[5 empty] | a.22 | ICEV fuel | L | 0 | 0 | 0 | 0 | 0 | 0 | 0 | 0 | 0 | 0 | 0 | 0 | 0 | 0 | 0 | 0 | 0 | 0 | 0 | 0 | 0 | 1 | [24 empty] | 0 | 0 | 0 | 0 | 0 | 0 | 0 | 0 | 0 | 0 | 0 | 0 | 0 | 0 | 0 | 1 | 0 | 0 | 0 | 0 | 0 |  | 0 | [10 empty] | 0 | 0 | 0 | 0 | 0 | 0
Activity contraints>0
[6 empty] | Operative costs | €/- | [22 empty] | c_o | 0 | 0.1 | -0.05 | 0 | 0 | 0 | 0 | 0 | 0 | 0 | 0 | 0 | 0 | 0.3 | 0 | 0.5 | 0 | 0 | 0 | 0 | 0 | 1.8 | [40 empty] | EE export and storage | 0.3 | 0.6 | 0.3 | 0.7 | 1.1 | 0.7
[6 empty] | Capital costs | €/- | [45 empty] | c_c | 1000 | 100 | 2000 | 200 | 500 | 1000 | 500 | 1000 | 500 | 0 | 1000 | 10000000 | 0 | 200 | 125 | 0 | 2000 | 200 | [21 empty] | HW storage | 7 | 4.6 | 8.0003 | 1 | 1 | 2
[6 empty] | initial capacity | - | [45 empty] | C_i | 3 | 6 | 0 | 0 | 0 | 0 | 0 | 0 | 0 | 9999 | 7 | 22 | 100 | 150 | 200 | 99999 | 1 | 1 | [21 empty] | BEV charge home | 10 | 8 | 10 | 10.6 | 11 | 10.6
[54 empty] | Capacity factor | [15 empty] | SOC |  | Thh | [5 empty] | Start cooling | HW | Cooling factor | X_storage | [12 empty] | max-SOC>0
d.1 | h.1 | [52 empty] | 0.1 | 1 | 1 | 1 | 1 | 1 | 1 | 1 | 1 | 1 | 1 | 1 | 5 | 1 | 1 | 1 | 0.5 | 0.5 | 1 | 0 | 0 | 0 | 0 | 0 | 1 | 1 | 0.9 | 0 | 0 | [11 empty] | 0.4 | 0.4 | 0.4 | 0.5 | 0.7 | 0.8
d.1 | h.2 | [52 empty] | 0.2 | 1 | 1 | 1 | 1 | 1 | 1 | 1 | 1 | 1 | 0 | 1 | 5 | 1 | 1 | 1 | 0.5 | 0.45 | 1 | 1 | 0 | 0 | 0 | 0 | 1 | 0.9 |  | 0 | 0 | [11 empty] | 0.49 | 0.54 | 0.88024 | 0.92074 | 0.95719 | 0.99
d.1 | h.3 | [52 empty] | 0.1 | 1 | 1 | 1 | 1 | 1 | 1 | 1 | 1 | 1 | 1 | 1 | 5 | 1 | 1 | 1 | 0.5 | 0.10976 | 1 | 1 | 1 | 0 | 0 | 0 | 1 | 0.81 |  | 0 | 0.29524 | [11 empty] | SOC-min>0
d.2 | h.1 | [52 empty] | 0.2 | 1 | 1 | 1 | 1 | 1 | 1 | 1 | 1 | 1 | 1 | 1 | 5 | 1 | 1 | 1 | 0.4 | 0.069255 | 1 | 1 | 1 | 1 | 0 | 0 | 1 | 0.729 |  | 0.099997 | 0 | [11 empty] | 0.4 | 0.4 | 0.4 | 0.3 | 0.099997 | -2e-09
d.2 | h.2 | [52 empty] | 0.3 | 1 | 1 | 1 | 1 | 1 | 1 | 1 | 1 | 1 | 0 | 1 | 5 | 1 | 1 | 1 | 0.2 | 0.032805 | 1 | 1 | 1 | 1 | 1 | 0 | 1 | 0.6561 |  | 0.20001 | 0 | [11 empty] | 0.5 | 0.45 | 0.10976 | 0.069255 | 0.032805 | 0
d.2 | h.3 | [52 empty] | 0.2 | 1 | 1 | 1 | 1 | 1 | 1 | 1 | 1 | 1 | 1 | 1 | 5 | 1 | 1 | 1 | 0.1 | 0 | 1 | 1 | 1 | 1 | 1 | 1 | 1 | 0.59049 |  | 0.099997 | 0 | [11 empty] | MAX_dis-X_ch>0
[8 empty] | Q | [45 empty] | soc min | HW | soc max | HW | soc start | HW | max dis | HW | min ch | HW |  | soc_bev_min | soc_bev_max | soc_bev_start |  |  |  | SOC BEV | Thh cooling | [5 empty] | CHECK FOR ERRORS | [15 empty] | 0.6 | 0.6 | 0.6 | 0.5 | 0.39999 | 0.5 | bar: a.1
d.1 | h.1 |  |  |  |  | Production |  | 0.3 | 9.9 | 0 | 0 | 0 | 0 | 7 | 0 | 5 | 0 | 0 | 0 | 0.5 | 8.5278 | 0.20001 | 0 | 0 | 0 | 100 | 0 | 0 | 2 |  | 0.3 | 9.9 | 0 | 0 | 0 | 0 | 7 | 0 | 5 | 0 | 0 | 0 | 0.5 | 8.5278 | 0.20001 | 0 | 0 | 0 | 100 | 0 | 0 | 2 |  | 0.1 | 0 | 0.9 | 0.99 | 0.5 | 0.5 | 0.6 | 0.8 | -0.6 | -0.8 |  | 0.1 | 0.9 | 0.5 |  |  |  | 50.2 | 1 | 0 | 0 | 0 | 0 | 0 | SOC_start_cool |  | SOC_second_part | [13 empty] | 0.8 | 0.8 | 0.50476 | 0.8 | 0.8 | 0.8
d.1 | h.2 | [6 empty] | 0.6 | 7.4 | 0 | 0 | 0 | 0 | 4.6 | 0 | 3 | 0 | 0 | 0 | 1 | 6.6111 | 0 | 0 | 0 | 0 | 0 | 0 | 0 | 0 |  | 0.6 | 7.4 | 0 | 0 | 0 | 0 | 4.6 | 0 | 3 | 0 | 0 | 0 | 1 | 6.6111 | 0 | 0 | 0 | 0 | 0 | 0 | 0 | 0 |  | 0.1 | 0 | 0.9 | 0.99 | 0.5 | 0.5 | 0.6 | 0.8 | -0.6 | -0.8 |  | 0.1 | 0.9 | 0.5 |  |  |  | 50.2 | 1 | 1 | 0 | 0 | 0 | 0 | 0.5 | 0.5 | 0 | 0 | [12 empty] | X_ch-MIN_ch>0
d.1 | h.3 | [6 empty] | 0.3 | 9.9 | 0 | 0 | 0 | 0 | 7.7051 | 0.29524 | 5 | 0 | 0 | 0 | 2 | 11.5612 | 0.20001 | 0 | 3.4 | 22.6668 | 77.3332 | 0 | 0 | 1.5467 |  | 0.3 | 9.9 | 0 | 0 | 0 | 0 | 7.7051 | 0.29524 | 5 | 0 | 0 | 0 | 2 | 11.5612 | 0.20001 | 0 | 3.4 | 22.6668 | 77.3332 | 0 | 0 | 1.5467 |  | 0.1 | 0 | 0.9 | 0.99 | 0.5 | 0.5 | 0.6 | 0.8 | -0.6 | -0.8 |  | 0.1 | 0.9 | 0.5 |  |  |  | 47 | 1 | 1 | 1 | 0 | 0 | 0 | 0.5 | 0.45 | 0 | 0 | [12 empty] | 0.6 | 0.6 | 0.6 | 0.7 | 0.80001 | 0.7
d.2 | h.1 | [6 empty] | 0.6 | 9.9 | 0 | 0.099997 | 0 | 0 | 1 | 0 | 0 | 0 | 1 | 0 | 0.5 | 1.8611 | 0 | 0 | 18.5 | 10 | 0 | 100 | 0 | 0 |  | 0.6 | 9.9 | 0 | 0.099997 | 0 | 0 | 1 | 0 | 0 | 0 | 1 | 0 | 0.5 | 1.8611 | 0 | 0 | 18.5 | 10 | 0 | 100 | 0 | 0 |  | 0.1 | 0 | 0.9 | 0.99 | 0.5 | 0.5 | 0.6 | 0.8 | -0.6 | -0.8 |  | 0.1 | 0.9 | 0.5 |  |  |  | 28.5 | 1 | 1 | 1 | 1 | 0 | 0 | 0.5 | 0.405 | 0 | -0.29524 | [12 empty] | 0.8 | 0.8 | 1.0952 | 0.8 | 0.8 | 0.8
d.2 | h.2 | [6 empty] | 0.9 | 9.9 | 0 | 0.20001 | 0 | 0 | 1 | 0 | 0 | 0 | 5 | 0 | 1 | 2.6111 | 0 | 0 | 18.5 | 10 | 0 | 100 | 0 | 0 |  | 0.9 | 9.9 | 0 | 0.20001 | 0 | 0 | 1 | 0 | 0 | 0 | 5 | 0 | 1 | 2.6111 | 0 | 0 | 18.5 | 10 | 0 | 100 | 0 | 0 |  | 0.1 | 0 | 0.9 | 0.99 | 0.5 | 0.5 | 0.6 | 0.8 | -0.6 | -0.8 |  | 0.1 | 0.9 | 0.5 |  |  |  | 10 | 1 | 1 | 1 | 1 | 1 | 0 | 0.5 | 0.3645 | -0.099997 | -0.29524 | [12 empty] | max-BEV SOC>0
d.2 | h.3 | [6 empty] | 0.6 | 9.9 | 0 | 0.099997 | 0 | 0 | 2 | 0 | 0 | 0 | 1 | 0 | 2 | 5.2222 | 0 | 0 | 0 | 0 | 60 | 0 | 0 | 1.2 |  | 0.6 | 9.9 | 0 | 0.099997 | 0 | 0 | 2 | 0 | 0 | 0 | 1 | 0 | 2 | 5.2222 | 0 | 0 | 0 | 0 | 60 | 0 | 0 | 1.2 |  | 0.1 | 0 | 0.9 | 0.99 | 0.5 | 0.5 | 0.6 | 0.8 | -0.6 | -0.8 |  | 0.1 | 0.9 | 0.5 |  |  |  | 10 | 1 | 1 | 1 | 1 | 1 | 1 | 0.5 | 0.32805 | -0.3 | -0.29524 | [12 empty] | 39.8 | 39.8 | 43 | 61.5 | 80 | 80
[54 empty] | SOC min |  | SOC max |  | SOC start |  | MAX dis |  | MIN ch | [15 empty] | 0.5 | 0.29525 | -0.4 | -0.29524 | [12 empty] | BEV SOC-min>0
d.1 | h.1 | [52 empty] | 0.1 | 0 | 0.9 | 0.99 | 0.5 | 0.5 | 0.6 | 0.8 | -0.6 | -0.8 |  | 10 | 90 | 50 | [26 empty] | 40.2 | 40.2 | 37 | 18.5 | -4e-08 | -4e-08
d.1 | h.2 | [52 empty] | 0.1 | 0 | 0.9 | 0.99 | 0.5 | 0.5 | 0.6 | 0.8 | -0.6 | -0.8 |  | 10 | 90 | 50
d.1 | h.3 | [52 empty] | 0.1 | 0 | 0.9 | 0.99 | 0.5 | 0.5 | 0.6 | 0.8 | -0.6 | -0.8 |  | 10 | 90 | 50
d.2 | h.1 | [52 empty] | 0.1 | 0 | 0.9 | 0.99 | 0.5 | 0.5 | 0.6 | 0.8 | -0.6 | -0.8 |  | 10 | 90 | 50
d.2 | h.2 | [52 empty] | 0.1 | 0 | 0.9 | 0.99 | 0.5 | 0.5 | 0.6 | 0.8 | -0.6 | -0.8 |  | 10 | 90 | 50
d.2 | h.3 | [52 empty] | 0.1 | 0 | 0.9 | 0.99 | 0.5 | 0.5 | 0.6 | 0.8 | -0.6 | -0.8 |  | 10 | 90 | 50
Xmax_no_stor
d.1 | h.1 | [52 empty] | 0.3 | 9.9 | 0 | 7.7051 | 5 | 0 | 5 | 0 | 2 | 9999 | 7 | 22 | 500 | 150 | 200 | 99999
d.1 | h.2 | [52 empty] | 0.6 | 9.9 | 0 | 7.7051 | 5 | 0 | 5 | 0 | 2 | 9999 | 0 | 22 | 500 | 150 | 200 | 99999
d.1 | h.3 | [52 empty] | 0.3 | 9.9 | 0 | 7.7051 | 5 | 0 | 5 | 0 | 2 | 9999 | 7 | 22 | 500 | 150 | 200 | 99999
d.2 | h.1 | [52 empty] | 0.6 | 9.9 | 0 | 7.7051 | 5 | 0 | 5 | 0 | 2 | 9999 | 7 | 22 | 500 | 150 | 200 | 99999
d.2 | h.2 | [52 empty] | 0.9 | 9.9 | 0 | 7.7051 | 5 | 0 | 5 | 0 | 2 | 9999 | 0 | 22 | 500 | 150 | 200 | 99999
d.2 | h.3 | [52 empty] | 0.6 | 9.9 | 0 | 7.7051 | 5 | 0 | 5 | 0 | 2 | 9999 | 7 | 22 | 500 | 150 | 200 | 99999
[31 empty] | a.1: C_oper_tot |  | X_agg (no_stor)
d.1 | h.1 | [29 empty] | 0 | 0.99 | 0 | 0 | 0 | 0 | 0 | 0 | 0 | 0 | 0 | 0 | 0 | 2.5583 | 0 | 0 | 0 | 0 | 0 | 0 | 0 | 3.6 |  | 0.3 | 9.9 | 0 | 7 | 5 | 0 | 0 | 0 | 0.5 | 8.5278 | 0.20001 | 0 | 0 | 0 | 100 | 2 | 0 | 0
d.1 | h.2 | [29 empty] | 0 | 0.74 | 0 | 0 | 0 | 0 | 0 | 0 | 0 | 0 | 0 | 0 | 0 | 1.9833 | 0 | 0 | 0 | 0 | 0 | 0 | 0 | 0 |  | 0.6 | 7.4 | 0 | 4.6 | 3 | 0 | 0 | 0 | 1 | 6.6111 | 0 | 0 | 0 | 0 | 0 | 0 | 0 | 0
d.1 | h.3 | [29 empty] | 0 | 0.99 | 0 | 0 | 0 | 0 | 0 | 0 | 0 | 0 | 0 | 0 | 0 | 3.4684 | 0 | 0 | 0 | 0 | 0 | 0 | 0 | 2.784 |  | 0.3 | 9.9 | 0 | 7.7051 | 5 | 0 | 0 | 0 | 2 | 11.5612 | 0.20001 | 0 | 3.4 | 22.6668 | 77.3332 | 1.5467 | 0 | 0.29524
d.2 | h.1 | [29 empty] | 0 | 0.99 | 0 | 0 | 0 | 0 | 0 | 0 | 0 | 0 | 0 | 0 | 0 | 0.55833 | 0 | 0 | 0 | 0 | 0 | 0 | 0 | 0 |  | 0.6 | 9.9 | 0 | 1 | 0 | 0 | 1 | 0 | 0.5 | 1.8611 | 0 | 0 | 18.5 | 110 | 0 | 0 | 0.099997 | 0
d.2 | h.2 | [29 empty] | 0 | 0.99 | 0 | 0 | 0 | 0 | 0 | 0 | 0 | 0 | 0 | 0 | 0 | 0.78333 | 0 | 0 | 0 | 0 | 0 | 0 | 0 | 0 |  | 0.9 | 9.9 | 0 | 1 | 0 | 0 | 5 | 0 | 1 | 2.6111 | 0 | 0 | 18.5 | 110 | 0 | 0 | 0.20001 | 0
d.2 | h.3 | [29 empty] | 0 | 0.99 | 0 | 0 | 0 | 0 | 0 | 0 | 0 | 0 | 0 | 0 | 0 | 1.5667 | 0 | 0 | 0 | 0 | 0 | 0 | 0 | 2.16 |  | 0.6 | 9.9 | 0 | 2 | 0 | 0 | 1 | 0 | 2 | 5.2222 | 0 | 0 | 0 | 0 | 60 | 1.2 | 0.099997 | 0
cap_new
[54 empty] | 0 | 3.9 | 0 | 7.7051 | 5 | 0 | 5 | 0 | 2 | 0 | 0 | 0 | 0 | 0 | 0 | 0 | 0 | 0
Tot capacity
[54 empty] | 3 | 9.9 | 0 | 7.7051 | 5 | 0 | 5 | 0 | 2 | 9999 | 7 | 22 | 100 | 150 | 200 | 99999 | 1 | 1
Export constraint
EE export
Note on CU44: [Threaded comment] Your version of Excel allows you to read this threaded comment; however, any edits to it will get removed if the file is opened in a newer version of Excel. Learn more: https://go.microsoft.com/fwlink/?linkid=870924 Comment: Su pyesm è ore x tech perchè non c’è un filtro per le 3 tech interessate
Note on BP47: [Threaded comment] Your version of Excel allows you to read this threaded comment; however, any edits to it will get removed if the file is opened in a newer version of Excel. Learn more: https://go.microsoft.com/fwlink/?linkid=870924 Comment: Usato come limite per SOC min/max

## transport_esm_output
time_day | [71 empty] | d.1 | d.1 | d.1 | d.2 | d.2 | d.2 |  |  |  | d.1 | d.1 | d.1 | d.2 | d.2 | d.2 | d.1 | d.1 | d.1 | d.2 | d.2 | d.2 |  | d.1 | d.1 | d.1 | d.2 | d.2 | d.2
| time_hour | [70 empty] | h.1 | h.2 | h.3 | h.1 | h.2 | h.3 |  |  |  | h.1 | h.2 | h.3 | h.1 | h.2 | h.3 | h.1 | h.2 | h.3 | h.1 | h.2 | h.3 |  | h.1 | h.2 | h.3 | h.1 | h.2 | h.3
needs
|  |  | flows |  |  |  |  | f.1 | f.2 | f.3 | f.4 | f.6 | f.7 | f.8 | f.9 | f.10 | f.11 | f.12 | f.13 | f.14 | f.15 | f.16 | f.17 | f.18 | f.19 | f.20 | f.21 | f.22 | f.23 | [24 empty] | non-storage technologies | [9 empty] | BEV storage | [5 empty] | Storage technology
|  |  |  | techs | [49 empty] | t.1 | t.2 | t.3 | t.4 | t.6 | t.7 | t.8 | t.9 | t.10 | t.11 | t.13 | t.14 | t.15 | 7.16 | 7.17 | 7.18 | t.12 | t.13
[5 empty] | activ | [25 empty] | a.1 | a.2 | a.3 | a.4 | a.5 | a.6 | a.7 | a.8 | a.10 | a.11 | a.12 | a.13 | a.14 | a.15 | a.15 | a.16 | a.17 | a.18 | a.19 | a.20 | a.21 | a.22
[6 empty] | name |  | EE PV | EE import National Grid | EE export National Grid | EE storage charge | HW HP | Cooling HP | HW Gas boiler | HW storage | Radiator heating | Floor heating | Cooling AC | Induction cook | Gas cook | Natural Gas supply | BEV charge home | BEV charge street | BEV discharge | BEV tr urban | ICEV tr urban | BEV tr motorway | ICEV tr motorway | Fuel ICEV |  | PV | National Grid import | National Grid export | Battery charge | HP heating | HP cooling | Gas boiler | HW storage charge | Radiators | Floor heaters | Air conditioning unit | Induction stove | Gas stove | Natural Gas supply grid | BEV charging home | BEV charging street | BEV discharging | BEV urban | ICEV urban | BEV motorway | ICEV motorway | ICEV fuel |  | PV | National Grid | HP | Gas boiler | Radiators | Floor heaters | Air conditioning unit | Induction stove | Gas stove | Natural Gas supply grid | BEV home | BEV street | BEV discharge | BEV | ICEV | Fuel supply | Battery | HW storage
[7 empty] | unit | kWh | kWh | kWh | kWh | kWh | kWh | kWh | kWh | kWh | kWh | kWh | kWh | kWh | kWh | kWh | kWh | kWh | km | km | km | km | L |  | kWh | kWh | kWh | kWh | kWh | kWh | kWh | kWh | kWh | kWh | kWh | kWh | kWh | kWh | kWh | kWh | kWh | km | km | km | km | L |  | kWh | kWh | kWh | kWh | kWh | kWh | kWh | kWh | kWh | kWh | kWh | kWh | kWh | km | km | L | kWh | kWh
[8 empty] | I_nf | [63 empty] | Y | [5 empty] | Thermal Insulation | TI |  | Q_agg=Q*Iff' | [5 empty] | Q_agg-uX'-Y-curtail = 0 | [6 empty] | Curtailment | bar: a.1
|  | n.1 |  |  |  | EE | kWh | 1 | 1 | 1 | 1 | 0 | 0 | 0 | 0 | 0 | 0 | 0 | 0 | 0 | 0 | 0 | 0 | 0 | 0 | 0 | 0 | 0 | 0 |  | 0 | 0 | 0 | 0.0001 | 0.5 | 0.5 | 0 | 0 | 0 | 0 | 0.6 | 1.2 | 0 | 0 | 1 | 0 | 0 | 0 | 0 | 0 | 0 | 0 | [19 empty] | 10 | 8 | 10 | 10 | 8 | 10 | 0 | 1 |  | 10.334 | 8 | 10 | 10.6 | 11 | 10.6 | 0.0009733 | 6e-05 | 6.7e-06 | -2.33e-05 | -3.33e-05 | -2.33e-05 |  | 0 | 0 | 0 | 0 | 0 | 0
|  | n.2 |  |  |  | Hot water | kWh | 0 | 0 | 0 | 0 | 1 | 0 | 1 | 1 | 0 | 0 | 0 | 0 | 0 | 0 | 0 | 0 | 0 | 0 | 0 | 0 | 0 | 0 |  | 0 | 0 | 0 | 0 | 0 | 0 | 0 | 0.001 | 1.2 | 1.1 | 0 | 0 | 0 | 0 | 0 | 0 | 0 | 0 | 0 | 0 | 0 | 0 | [19 empty] | 1 | 1 | 2 | 1 | 1 | 2 | 0 | 1 |  | 7 | 4.6 | 8 | 1.005 | 1 | 2 | -0.00026 | 0.0008 | -0.0008 | 0.004895 | 0.0008 | -0.00073 |  | 0 | 0 | 0 | 0 | 0 | 0
|  | n.3 |  |  |  | Cold | kWh | 0 | 0 | 0 | 0 | 0 | 1 | 0 | 0 | 0 | 0 | 1 | 0 | 0 | 0 | 0 | 0 | 0 | 0 | 0 | 0 | 0 | 0 |  | 0 | 0 | 0 | 0 | 0 | 0 | 0 | 0 | 0 | 0 | 0 | 0 | 0 | 0 | 0 | 0 | 0 | 0 | 0 | 0 | 0 | 0 | [19 empty] | 0 | 0 | 0 | 1 | 5 | 1 | 0.05 | 1 |  | 0 | 0 | 0 | 1 | 5 | 1 | 0 | 0 | 0 | 0 | 0 | 0 |  | 0 | 0 | 0 | 0 | 0 | 0
|  | n.4 |  |  |  | Heat | kWh | 0 | 0 | 0 | 0 | 0 | 0 | 0 | 0 | 1 | 1 | 0 | 0 | 0 | 0 | 0 | 0 | 0 | 0 | 0 | 0 | 0 | 0 |  | 0 | 0 | 0 | 0 | 0 | 0 | 0 | 0 | 0 | 0 | 0 | 0 | 0 | 0 | 0 | 0 | 0 | 0 | 0 | 0 | 0 | 0 | [19 empty] | 5 | 3 | 5 | 0 | 0 | 0 | -0.1 | 1 |  | 5 | 3 | 5 | 0 | 0 | 0 | 0 | 0 | 0 | 0 | 0 | 0 |  | 0 | 0 | 0 | 0 | 0 | 0
|  | n.5 |  |  |  | Cooking | kWh | 0 | 0 | 0 | 0 | 0 | 0 | 0 | 0 | 0 | 0 | 0 | 1 | 1 | 0 | 0 | 0 | 0 | 0 | 0 | 0 | 0 | 0 |  | 0 | 0 | 0 | 0 | 0 | 0 | 0 | 0 | 0 | 0 | 0 | 0 | 0 | 0 | 0 | 0 | 0 | 0 | 0 | 0 | 0 | 0 | [19 empty] | 0.5 | 1 | 2 | 0.5 | 1 | 2 | 0 | 1 |  | 0.5 | 1 | 2 | 0.5 | 1 | 2 | 0 | 0 | 0 | 0 | 0 | 0 |  | 0 | 0 | 0 | 0 | 0 | 0
|  | n.6 |  |  |  | Natural Gas | kWh | 0 | 0 | 0 | 0 | 0 | 0 | 0 | 0 | 0 | 0 | 0 | 0 | 0 | 1 | 0 | 0 | 0 | 0 | 0 | 0 | 0 | 0 |  | 0 | 0 | 0 | 0 | 0 | 0 | 1.1111 | 0 | 0 | 0 | 0 | 0 | 1.5 | 0 | 0 | 0 | 0 | 0 | 0 | 0 | 0 | 0 | [19 empty] | 0 | 0 | 0 | 0 | 0 | 0 | 0 | 1 |  | 8.239 | 7.5 | 11 | 1.745 | 3.5 | 4.41 | 0.00011111 | -8.8818e-16 | 0 | -0.005 | 0 | -0.0011111 |  | 0 | 0 | 0 | 0 | 0 | 0
|  | n.7 |  |  |  | BEV battery charge | kWh | 0 | 0 | 0 | 0 | 0 | 0 | 0 | 0 | 0 | 0 | 0 | 0 | 0 | 0 | 1 | 1 | 0 | 0 | 0 | 0 | 0 | 0 |  | 0 | 0 | 0 | 0 | 0 | 0 | 0 | 0 | 0 | 0 | 0 | 0 | 0 | 0 | 0 | 0 | 0 | 0 | 0 | 0 | 0 | 0 | [19 empty] | 0 | 0 | 0 | 0 | 0 | 0 | 0 | 1 |  | 0.333 | 0 | 0 | 0 | 0 | 0 | 0 | 0 | 0 | 0 | 0 | 0 |  | 0.333 | 0 | 0 | 0 | 0 | 0
|  | n.8 |  |  |  | BEV battery discharge | kWh | 0 | 0 | 0 | 0 | 0 | 0 | 0 | 0 | 0 | 0 | 0 | 0 | 0 | 0 | 0 | 0 | 1 | 0 | 0 | 0 | 0 | 0 |  | 0 | 0 | 0 | 0 | 0 | 0 | 0 | 0 | 0 | 0 | 0 | 0 | 0 | 0 | 0 | 0 | 0 | 0.15 | 0 | 0.17 | 0 | 0 | [19 empty] | 0 | 0 | 0 | 0 | 0 | 0 | 0 | 1 |  | 0 | 0 | 0 | 17 | 17 | 6.33 | 0 | 0 | 0 | 0 | 0 | -0.003 |  | 0 | 0 | 0 | 0 | 0 | 0
|  | n.9 |  |  |  | Transport urban | km | 0 | 0 | 0 | 0 | 0 | 0 | 0 | 0 | 0 | 0 | 0 | 0 | 0 | 0 | 0 | 0 | 0 | 1 | 1 | 0 | 0 | 0 |  | 0 | 0 | 0 | 0 | 0 | 0 | 0 | 0 | 0 | 0 | 0 | 0 | 0 | 0 | 0 | 0 | 0 | 0 | 0 | 0 | 0 | 0 | [19 empty] | 100 | 0 | 100 | 10 | 10 | 60 | 0 | 1 |  | 100 | 0 | 100 | 10 | 10 | 60 | 0 | 0 | 0 | 0 | 0 | 0 |  | 0 | 0 | 0 | 0 | 0 | 0
|  | n.10 |  |  |  | Transport motorway | km | 0 | 0 | 0 | 0 | 0 | 0 | 0 | 0 | 0 | 0 | 0 | 0 | 0 | 0 | 0 | 0 | 0 | 0 | 0 | 1 | 1 | 0 |  | 0 | 0 | 0 | 0 | 0 | 0 | 0 | 0 | 0 | 0 | 0 | 0 | 0 | 0 | 0 | 0 | 0 | 0 | 0 | 0 | 0 | 0 | [19 empty] | 0 | 0 | 0 | 100 | 100 | 0 | 0 | 1 |  | 0 | 0 | 0 | 100 | 100 | 0 | 0 | 0 | 0 | 0 | 0 | 0 |  | 0 | 0 | 0 | 0 | 0 | 0
[6 empty] | Fuel | L | 0 | 0 | 0 | 0 | 0 | 0 | 0 | 0 | 0 | 0 | 0 | 0 | 0 | 0 | 0 | 0 | 0 | 0 | 0 | 0 | 0 | 1 |  | 0 | 0 | 0 | 0 | 0 | 0 | 0 | 0 | 0 | 0 | 0 | 0 | 0 | 0 | 0 | 0 | 0 | 0 | 0.02 | 0 | 0.03 | 0 | [19 empty] | 0 | 0 | 0 | 0 | 0 | 0 | 0 | 1 |  | 2 | 0 | 2 | 0.2 | 0.2 | 0.356 | 0 | 0 | 0 | 0 | 0 | 0.0004 |  | 0 | 0 | 0 | 0 | 0 | 0
[8 empty] | d | [45 empty] | I_at | [17 empty] | EE constraint | HW constraint | BEV home charge |  | to make BEV soc |  | Install TI | [8 empty] | X'-dQ' = 0 | [6 empty] | (Xmax-X_agg_no_stor) ' > 0
[5 empty] | a.1 | PV | kWh | 1 | 0 | 0 | 0 | 0 | 0 | 0 | 0 | 0 | 0 | 0 | 0 | 0 | 0 | 0 | 0 | 0 | 0 | 0 | 0 | 0 | 0 | [24 empty] | 1 | 0 | 0 | 0 | 0 | 0 | 0 | 0 | 0 | 0 | 0 | 0 | 0 | 0 | 0 | 0 | 0 | 0 | 1 | 0 | 1 |  | 0 |  | 0 |  |  | opex | capex | min(cost) |  |  |  | 0 | 0 | 0 | 0 | 0 | 0 |  | 5.5511e-17 | 1.1102e-16 | 5.5511e-17 | 1.1102e-16 | -1.1102e-16 | 1.1102e-16
[5 empty] | a.2 | National Grid import | kWh | 0 | 1 | 0 | 0 | 0 | 0 | 0 | 0 | 0 | 0 | 0 | 0 | 0 | 0 | 0 | 0 | 0 | 0 | 0 | 0 | 0 | 0 | [24 empty] | 0 | 1 | 0 | 0 | 0 | 0 | 0 | 0 | 0 | 0 | 0 | 0 | 0 | 0 | 0 | 0 | 0 | 0 | 0 | 0 | 1 |  | 0 |  | TI inv cost |  |  | 25.1625 | 7816.7 | 7841.8625 |  |  |  | 0 | 0 | 0 | 0 | 0 | 0 |  | 0 | 1.767 | 0 | 0 | 0 | 0
[5 empty] | a.3 | National Grid export | kWh | 0 | 0 | -1 | 0 | 0 | 0 | 0 | 0 | 0 | 0 | 0 | 0 | 0 | 0 | 0 | 0 | 0 | 0 | 0 | 0 | 0 | 0 | [24 empty] | 0 | 1 | 0 | 0 | 0 | 0 | 0 | 0 | 0 | 0 | 0 | 0 | 0 | 0 | 0 | 0 | 0 | 0 | -1 | 0 | 0 |  | 0 |  | 10000 | [8 empty] | 0 | 0 | 0 | 0 | 0 | 0 |  | 0 | 0 | 0 | 0 | 0 | 0
[5 empty] | a.4 | Battery charge | kWh | 0 | 0 | 0 | 1 | 0 | 0 | 0 | 0 | 0 | 0 | 0 | 0 | 0 | 0 | 0 | 0 | 0 | 0 | 0 | 0 | 0 | 0 | [24 empty] | 0 | 0 | 0 | 0 | 0 | 0 | 0 | 0 | 0 | 0 | 0 | 0 | 0 | 0 | 0 | 0 | 1 | 0 | 1 | 0 | 1 |  | 0 | [10 empty] | 0 | 0 | 0 | 0 | 0 | 0 |  | 0.46 | 1.8 | 0 | 6.3 | 5.4 | 5.93
[5 empty] | a.5 | HP heating | kWh | 0 | 0 | 0 | 0 | 1 | 0 | 0 | 0 | 0 | 0 | 0 | 0 | 0 | 0 | 0 | 0 | 0 | 0 | 0 | 0 | 0 | 0 | [24 empty] | 0 | 0 | 1 | 0 | 0 | 0 | 0 | 0 | 0 | 0 | 0 | 0 | 0 | 0 | 0 | 0 | 0 | 0 | 0 | 1 | 0 |  | 0 | [10 empty] | 0 | 0 | 0 | 0 | 0 | 0 |  | 0 | 2 | 0 | 5 | 5 | 5
[5 empty] | a.6 | HP cooling | kWh | 0 | 0 | 0 | 0 | 0 | 1 | 0 | 0 | 0 | 0 | 0 | 0 | 0 | 0 | 0 | 0 | 0 | 0 | 0 | 0 | 0 | 0 | [24 empty] | 0 | 0 | 1 | 0 | 0 | 0 | 0 | 0 | 0 | 0 | 0 | 0 | 0 | 0 | 0 | 0 | 0 | 0 | 0 | 0 | 0 |  | 0 | [10 empty] | 0 | 0 | 0 | 0 | 0 | 0 |  | 0 | 0 | 0 | 0 | 0 | 0
[5 empty] | a.7 | Gas boiler | kWh | 0 | 0 | 0 | 0 | 0 | 0 | 1 | 0 | 0 | 0 | 0 | 0 | 0 | 0 | 0 | 0 | 0 | 0 | 0 | 0 | 0 | 0 | [24 empty] | 0 | 0 | 0 | 1 | 0 | 0 | 0 | 0 | 0 | 0 | 0 | 0 | 0 | 0 | 0 | 0 | 0 | 0 | 0 | 1 | 0 |  | 0 | [10 empty] | 0 | 0 | 0 | 0 | 0 | 0 |  | 5 | 5 | 5 | 4 | 0 | 4
[5 empty] | a.8 | HW storage charge | kWh | 0 | 0 | 0 | 0 | 0 | 0 | 0 | 1 | 0 | 0 | 0 | 0 | 0 | 0 | 0 | 0 | 0 | 0 | 0 | 0 | 0 | 0 | [24 empty] | 0 | 0 | 0 | 0 | 0 | 0 | 0 | 0 | 0 | 0 | 0 | 0 | 0 | 0 | 0 | 0 | 0 | 1 | 0 | 1 | 0 |  | 0 | [10 empty] | 0 | 0 | 0 | 0 | 0 | 0 |  | 0 | 0 | 0 | 0 | 0 | 0
[5 empty] | a.9 | Radiators | kWh | 0 | 0 | 0 | 0 | 0 | 0 | 0 | 0 | 1 | 0 | 0 | 0 | 0 | 0 | 0 | 0 | 0 | 0 | 0 | 0 | 0 | 0 | [24 empty] | 0 | 0 | 0 | 0 | 1 | 0 | 0 | 0 | 0 | 0 | 0 | 0 | 0 | 0 | 0 | 0 | 0 | 0 | 0 | 0 | 0 |  | 0 | [10 empty] | 0 | 0 | 0 | 0 | 0 | 0 |  | 1.5 | 1 | 0 | 1.5 | 1 | 0
[5 empty] | a.10 | Floor heaters | kWh | 0 | 0 | 0 | 0 | 0 | 0 | 0 | 0 | 0 | 1 | 0 | 0 | 0 | 0 | 0 | 0 | 0 | 0 | 0 | 0 | 0 | 0 | [24 empty] | 0 | 0 | 0 | 0 | 0 | 1 | 0 | 0 | 0 | 0 | 0 | 0 | 0 | 0 | 0 | 0 | 0 | 0 | 0 | 0 | 0 |  | 0 | [10 empty] | 0 | 0 | 0 | 0 | 0 | 0 |  | 9990.761 | 9991.5 | 9988 | 9997.255 | 9995.5 | 9994.59
[5 empty] | a.11 | Air conditioning unit | kWh | 0 | 0 | 0 | 0 | 0 | 0 | 0 | 0 | 0 | 0 | 1 | 0 | 0 | 0 | 0 | 0 | 0 | 0 | 0 | 0 | 0 | 0 | [24 empty] | 0 | 0 | 0 | 0 | 0 | 0 | 1 | 0 | 0 | 0 | 0 | 0 | 0 | 0 | 0 | 0 | 0 | 0 | 0 | 0 | 0 |  | 0 | [10 empty] | 0 | 0 | 0 | 0 | 0 | 0 |  | 6.667 | 0 | 7 | 7 | 0 | 7
[5 empty] | a.12 | Induction stove | kWh | 0 | 0 | 0 | 0 | 0 | 0 | 0 | 0 | 0 | 0 | 0 | 1 | 0 | 0 | 0 | 0 | 0 | 0 | 0 | 0 | 0 | 0 | [24 empty] | 0 | 0 | 0 | 0 | 0 | 0 | 0 | 1 | 0 | 0 | 0 | 0 | 0 | 0 | 0 | 0 | 0 | 0 | 0 | 0 | 0 |  | 0 | [10 empty] | 0 | 0 | 0 | 0 | 0 | 0 |  | 22 | 22 | 22 | 22 | 22 | 22
[5 empty] | a.13 | Gas stove | kWh | 0 | 0 | 0 | 0 | 0 | 0 | 0 | 0 | 0 | 0 | 0 | 0 | 1 | 0 | 0 | 0 | 0 | 0 | 0 | 0 | 0 | 0 | [24 empty] | 0 | 0 | 0 | 0 | 0 | 0 | 0 | 0 | 1 | 0 | 0 | 0 | 0 | 0 | 0 | 0 | 0 | 0 | 0 | 0 | 0 |  | 0 | [10 empty] | 0 | 0 | 0 | 0 | 0 | 0 |  | 500 | 500 | 500 | 483 | 483 | 493.67
[5 empty] | a.14 | Natural Gas supply grid | kWh | 0 | 0 | 0 | 0 | 0 | 0 | 0 | 0 | 0 | 0 | 0 | 0 | 0 | 1 | 0 | 0 | 0 | 0 | 0 | 0 | 0 | 0 | [24 empty] | 0 | 0 | 0 | 0 | 0 | 0 | 0 | 0 | 0 | 1 | 0 | 0 | 0 | 0 | 0 | 0 | 0 | 0 | 0 | 0 | 0 |  | 0 | [10 empty] | 0 | 0 | 0 | 0 | 0 | 0 |  | 150 | 150 | 150 | 50 | 50 | 107.78
[5 empty] | a.15 | BEV charging home | kWh | 0 | 0 | 0 | 0 | 0 | 0 | 0 | 0 | 0 | 0 | 0 | 0 | 0 | 0 | 1 | 0 | 0 | 0 | 0 | 0 | 0 | 0 | [24 empty] | 0 | 0 | 0 | 0 | 0 | 0 | 0 | 0 | 0 | 0 | 1 | 0 | 0 | 0 | 0 | 0 | 0 | 0 | 0 | 0 | -1 |  | -1 | [10 empty] | 0 | 0 | 0 | 0 | 0 | 0 |  | 100 | 200 | 100 | 190 | 190 | 182.22
[5 empty] | a.16 | BEV charging street | kWh | 0 | 0 | 0 | 0 | 0 | 0 | 0 | 0 | 0 | 0 | 0 | 0 | 0 | 0 | 0 | 1 | 0 | 0 | 0 | 0 | 0 | 0 | [24 empty] | 0 | 0 | 0 | 0 | 0 | 0 | 0 | 0 | 0 | 0 | 0 | 1 | 0 | 0 | 0 | 0 | 0 | 0 | 0 | 0 | 0 |  | -1 | [10 empty] | 0 | 0 | 0 | 0 | 0 | 0 |  | 99997 | 99999 | 99997 | 99998.8 | 99998.8 | 99998.644
[5 empty] | a.17 | BEV discharging | kWh | 0 | 0 | 0 | 0 | 0 | 0 | 0 | 0 | 0 | 0 | 0 | 0 | 0 | 0 | 0 | 0 | 1 | 0 | 0 | 0 | 0 | 0 | [24 empty] | 0 | 0 | 0 | 0 | 0 | 0 | 0 | 0 | 0 | 0 | 0 | 0 | 1 | 0 | 0 | 0 | 0 | 0 | 0 | 0 | 0 |  | 1 | [10 empty] | 0 | 0 | 0 | 0 | 0 | 0
[5 empty] | a.18 | BEV urban | km | 0 | 0 | 0 | 0 | 0 | 0 | 0 | 0 | 0 | 0 | 0 | 0 | 0 | 0 | 0 | 0 | 0 | 1 | 0 | 0 | 0 | 0 | [24 empty] | 0 | 0 | 0 | 0 | 0 | 0 | 0 | 0 | 0 | 0 | 0 | 0 | 0 | 1 | 0 | 0 | 0 | 0 | 0 | 0 | 0 |  | 0 | [10 empty] | 0 | 0 | 0 | 0 | 0 | 0
[5 empty] | a.19 | ICEV urban | km | 0 | 0 | 0 | 0 | 0 | 0 | 0 | 0 | 0 | 0 | 0 | 0 | 0 | 0 | 0 | 0 | 0 | 0 | 1 | 0 | 0 | 0 | [24 empty] | 0 | 0 | 0 | 0 | 0 | 0 | 0 | 0 | 0 | 0 | 0 | 0 | 0 | 0 | 1 | 0 | 0 | 0 | 0 | 0 | 0 |  | 0 | [10 empty] | 0 | 0 | 0 | 0 | 0 | 0 |  | No new capacity
[5 empty] | a.20 | BEV motorway | km | 0 | 0 | 0 | 0 | 0 | 0 | 0 | 0 | 0 | 0 | 0 | 0 | 0 | 0 | 0 | 0 | 0 | 0 | 0 | 1 | 0 | 0 | [24 empty] | 0 | 0 | 0 | 0 | 0 | 0 | 0 | 0 | 0 | 0 | 0 | 0 | 0 | 1 | 0 | 0 | 0 | 0 | 0 | 0 | 0 |  | 0 | [10 empty] | 0 | 0 | 0 | 0 | 0 | 0 |  | 0 | 0 | 0 | 0
[5 empty] | a.21 | ICEV motorway | km | 0 | 0 | 0 | 0 | 0 | 0 | 0 | 0 | 0 | 0 | 0 | 0 | 0 | 0 | 0 | 0 | 0 | 0 | 0 | 0 | 1 | 0 | [24 empty] | 0 | 0 | 0 | 0 | 0 | 0 | 0 | 0 | 0 | 0 | 0 | 0 | 0 | 0 | 1 | 0 | 0 | 0 | 0 | 0 | 0 |  | 0 | [10 empty] | 0 | 0 | 0 | 0 | 0 | 0
[5 empty] | a.22 | ICEV fuel | L | 0 | 0 | 0 | 0 | 0 | 0 | 0 | 0 | 0 | 0 | 0 | 0 | 0 | 0 | 0 | 0 | 0 | 0 | 0 | 0 | 0 | 1 | [24 empty] | 0 | 0 | 0 | 0 | 0 | 0 | 0 | 0 | 0 | 0 | 0 | 0 | 0 | 0 | 0 | 1 | 0 | 0 | 0 | 0 | 0 |  | 0 | [10 empty] | 0 | 0 | 0 | 0 | 0 | 0
Activity contraints>0
[6 empty] | Operative costs | €/- | [22 empty] | c_o | 0 | 0.1 | -0.05 | 0 | 0 | 0 | 0 | 0 | 0 | 0 | 0 | 0 | 0 | 0.3 | 0 | 0.5 | 0 | 0 | 0 | 0 | 0 | 1.8 | [40 empty] | EE export and storage | 0.567 | 0 | 0.233 | 0.833 | 1.233 | 0.833
[6 empty] | Capital costs | €/- | [45 empty] | c_c | 1000 | 100 | 2000 | 200 | 500 | 1000 | 500 | 1000 | 500 | 0 | 1000 | 10000000 | 0 | 200 | 125 | 0 | 2000 | 200 | [21 empty] | HW storage | 7 | 4.6 | 8 | 1.005 | 1 | 2
[6 empty] | initial capacity | - | [45 empty] | C_i | 3 | 6 | 0 | 0 | 0 | 0 | 0 | 0 | 0 | 9999 | 7 | 22 | 100 | 150 | 200 | 99999 | 1 | 1 | [21 empty] | BEV charge home | 10.001 | 8 | 10 | 10.6 | 11 | 10.6
[54 empty] | Capacity factor | [15 empty] | SOC |  | Thh | [5 empty] | Start cooling | HW | Cooling factor | X_storage | [12 empty] | max-SOC>0
d.1 | h.1 | [52 empty] | 0.1 | 1 | 1 | 1 | 1 | 1 | 1 | 1 | 1 | 1 | 1 | 1 | 5 | 1 | 1 | 1 | 0.233 | 0.24 | 1 | 0 | 0 | 0 | 0 | 0 | 1 | 1 | 0.9 | 0.267 | 0.26 | [11 empty] | 0.667 | 0.067 | 1.1102e-16 | 0.233 | 0.566 | 0.799
d.1 | h.2 | [52 empty] | 0.2 | 1 | 1 | 1 | 1 | 1 | 1 | 1 | 1 | 1 | 0 | 1 | 5 | 1 | 1 | 1 | 0.833 | 0.99 | 1 | 1 | 0 | 0 | 0 | 0 | 1 | 0.9 |  | -0.6 | -0.8 | [11 empty] | 0.75 | 0 | 0.845 | 0.9905 | 0.22695 | 0.98975
d.1 | h.3 | [52 empty] | 0.1 | 1 | 1 | 1 | 1 | 1 | 1 | 1 | 1 | 1 | 1 | 1 | 5 | 1 | 1 | 1 | 0.9 | 0.145 | 1 | 1 | 1 | 0 | 0 | 0 | 1 | 0.81 |  | -0.067 | 0.8 | [11 empty] | SOC-min>0
d.2 | h.1 | [52 empty] | 0.2 | 1 | 1 | 1 | 1 | 1 | 1 | 1 | 1 | 1 | 1 | 1 | 5 | 1 | 1 | 1 | 0.667 | -0.0005 | 1 | 1 | 1 | 1 | 0 | 0 | 1 | 0.729 |  | 0.233 | 0.105 | [11 empty] | 0.133 | 0.733 | 0.8 | 0.567 | 0.234 | 0.001
d.2 | h.2 | [52 empty] | 0.3 | 1 | 1 | 1 | 1 | 1 | 1 | 1 | 1 | 1 | 0 | 1 | 5 | 1 | 1 | 1 | 0.334 | 0.76305 | 1 | 1 | 1 | 1 | 1 | 0 | 1 | 0.6561 |  | 0.333 | -0.8 | [11 empty] | 0.24 | 0.99 | 0.145 | -0.0005 | 0.76305 | 0.000245
d.2 | h.3 | [52 empty] | 0.2 | 1 | 1 | 1 | 1 | 1 | 1 | 1 | 1 | 1 | 1 | 1 | 5 | 1 | 1 | 1 | 0.101 | 0.000245 | 1 | 1 | 1 | 1 | 1 | 1 | 1 | 0.59049 |  | 0.233 | 0.73 | [11 empty] | MAX_dis-X_ch>0
[8 empty] | Q | [45 empty] | soc min | HW | soc max | HW | soc start | HW | max dis | HW | min ch | HW |  | soc_bev_min | soc_bev_max | soc_bev_start |  |  |  | SOC BEV | Thh cooling | [5 empty] | CHECK FOR ERRORS | [15 empty] | 0.333 | 1.2 | 0.667 | 0.367 | 0.267 | 0.367 | bar: a.1
d.1 | h.1 |  |  |  |  | Production |  | 0.3 | 9.767 | 0 | 0.267 | 0 | 0 | 6.74 | 0.26 | 5 | 0 | 0 | 0 | 0.5 | 8.239 | 0.333 | 0 | 0 | 0 | 100 | 0 | 0 | 2 |  | 0.3 | 9.767 | 0 | 0.267 | 0 | 0 | 6.74 | 0.26 | 5 | 0 | 0 | 0 | 0.5 | 8.239 | 0.333 | 0 | 0 | 0 | 100 | 0 | 0 | 2 |  | 0.1 | 0 | 0.9 | 0.99 | 0.5 | 0.5 | 0.6 | 0.8 | -0.6 | -0.8 |  | 0.1 | 0.9 | 0.5 |  |  |  | 50.333 | 1 | 0 | 0 | 0 | 0 | 0 | SOC_start_cool |  | SOC_second_part | [13 empty] | 0.54 | 1.6 | 0 | 0.695 | 1.6 | 0.07
d.1 | h.2 | [6 empty] | 0.6 | 8 | 0 | -0.6 | 0 | 0 | 5.4 | -0.8 | 3 | 0 | 0 | 0 | 1 | 7.5 | 0 | 0 | 0 | 0 | 0 | 0 | 0 | 0 |  | 0.6 | 8 | 0 | -0.6 | 0 | 0 | 5.4 | -0.8 | 3 | 0 | 0 | 0 | 1 | 7.5 | 0 | 0 | 0 | 0 | 0 | 0 | 0 | 0 |  | 0.1 | 0 | 0.9 | 0.99 | 0.5 | 0.5 | 0.6 | 0.8 | -0.6 | -0.8 |  | 0.1 | 0.9 | 0.5 |  |  |  | 50.333 | 1 | 1 | 0 | 0 | 0 | 0 | 0.5 | 0.5 | -0.267 | -0.26 | [12 empty] | X_ch-MIN_ch>0
d.1 | h.3 | [6 empty] | 0.3 | 9.767 | 0 | -0.067 | 0 | 0 | 7.2 | 0.8 | 5 | 0 | 0 | 0 | 2 | 11 | 0 | 0 | 0 | 0 | 100 | 0 | 0 | 2 |  | 0.3 | 9.767 | 0 | -0.067 | 0 | 0 | 7.2 | 0.8 | 5 | 0 | 0 | 0 | 2 | 11 | 0 | 0 | 0 | 0 | 100 | 0 | 0 | 2 |  | 0.1 | 0 | 0.9 | 0.99 | 0.5 | 0.5 | 0.6 | 0.8 | -0.6 | -0.8 |  | 0.1 | 0.9 | 0.5 |  |  |  | 50.333 | 1 | 1 | 1 | 0 | 0 | 0 | 0.5 | 0.45 | 0.333 | 0.54 | [12 empty] | 0.867 | 0 | 0.533 | 0.833 | 0.933 | 0.833
d.2 | h.1 | [6 empty] | 0.6 | 9.767 | 0 | 0.233 | 0 | 0 | 0.9 | 0.105 | 0 | 0 | 1 | 0 | 0.5 | 1.745 | 0 | 0 | 17 | 0 | 10 | 100 | 0 | 0.2 |  | 0.6 | 9.767 | 0 | 0.233 | 0 | 0 | 0.9 | 0.105 | 0 | 0 | 1 | 0 | 0.5 | 1.745 | 0 | 0 | 17 | 0 | 10 | 100 | 0 | 0.2 |  | 0.1 | 0 | 0.9 | 0.99 | 0.5 | 0.5 | 0.6 | 0.8 | -0.6 | -0.8 |  | 0.1 | 0.9 | 0.5 |  |  |  | 33.333 | 1 | 1 | 1 | 1 | 0 | 0 | 0.5 | 0.405 | 0.4 | -0.26 | [12 empty] | 1.06 | 0 | 1.6 | 0.905 | 0 | 1.53
d.2 | h.2 | [6 empty] | 0.9 | 9.767 | 0 | 0.333 | 0 | 0 | 1.8 | -0.8 | 0 | 0 | 5 | 0 | 1 | 3.5 | 0 | 0 | 17 | 0 | 10 | 100 | 0 | 0.2 |  | 0.9 | 9.767 | 0 | 0.333 | 0 | 0 | 1.8 | -0.8 | 0 | 0 | 5 | 0 | 1 | 3.5 | 0 | 0 | 17 | 0 | 10 | 100 | 0 | 0.2 |  | 0.1 | 0 | 0.9 | 0.99 | 0.5 | 0.5 | 0.6 | 0.8 | -0.6 | -0.8 |  | 0.1 | 0.9 | 0.5 |  |  |  | 16.333 | 1 | 1 | 1 | 1 | 1 | 0 | 0.5 | 0.3645 | 0.167 | -0.365 | [12 empty] | max-BEV SOC>0
d.2 | h.3 | [6 empty] | 0.6 | 9.767 | 0 | 0.233 | 0 | 0 | 1.27 | 0.73 | 0 | 0 | 1 | 0 | 2 | 4.41 | 0 | 0 | 6.33 | 42.22 | 17.78 | 0 | 0 | 0.356 |  | 0.6 | 9.767 | 0 | 0.233 | 0 | 0 | 1.27 | 0.73 | 0 | 0 | 1 | 0 | 2 | 4.41 | 0 | 0 | 6.33 | 42.22 | 17.78 | 0 | 0 | 0.356 |  | 0.1 | 0 | 0.9 | 0.99 | 0.5 | 0.5 | 0.6 | 0.8 | -0.6 | -0.8 |  | 0.1 | 0.9 | 0.5 |  |  |  | 10.003 | 1 | 1 | 1 | 1 | 1 | 1 | 0.5 | 0.32805 | -0.166 | 0.435 | [12 empty] | 39.667 | 39.667 | 39.667 | 56.667 | 73.667 | 79.997
[54 empty] | SOC min |  | SOC max |  | SOC start |  | MAX dis |  | MIN ch | [15 empty] | 0.5 | 0.29525 | -0.399 | -0.295 | [12 empty] | BEV SOC-min>0
d.1 | h.1 | [52 empty] | 0.1 | 0 | 0.9 | 0.99 | 0.5 | 0.5 | 0.6 | 0.8 | -0.6 | -0.8 |  | 10 | 90 | 50 | [26 empty] | 40.333 | 40.333 | 40.333 | 23.333 | 6.333 | 0.003
d.1 | h.2 | [52 empty] | 0.1 | 0 | 0.9 | 0.99 | 0.5 | 0.5 | 0.6 | 0.8 | -0.6 | -0.8 |  | 10 | 90 | 50
d.1 | h.3 | [52 empty] | 0.1 | 0 | 0.9 | 0.99 | 0.5 | 0.5 | 0.6 | 0.8 | -0.6 | -0.8 |  | 10 | 90 | 50
d.2 | h.1 | [52 empty] | 0.1 | 0 | 0.9 | 0.99 | 0.5 | 0.5 | 0.6 | 0.8 | -0.6 | -0.8 |  | 10 | 90 | 50
d.2 | h.2 | [52 empty] | 0.1 | 0 | 0.9 | 0.99 | 0.5 | 0.5 | 0.6 | 0.8 | -0.6 | -0.8 |  | 10 | 90 | 50
d.2 | h.3 | [52 empty] | 0.1 | 0 | 0.9 | 0.99 | 0.5 | 0.5 | 0.6 | 0.8 | -0.6 | -0.8 |  | 10 | 90 | 50
Xmax_no_stor
d.1 | h.1 | [52 empty] | 0.3 | 9.767 | 0 | 7.2 | 5 | 0 | 5 | 0 | 2 | 9999 | 7 | 22 | 500 | 150 | 200 | 99999
d.1 | h.2 | [52 empty] | 0.6 | 9.767 | 0 | 7.2 | 5 | 0 | 5 | 0 | 2 | 9999 | 0 | 22 | 500 | 150 | 200 | 99999
d.1 | h.3 | [52 empty] | 0.3 | 9.767 | 0 | 7.2 | 5 | 0 | 5 | 0 | 2 | 9999 | 7 | 22 | 500 | 150 | 200 | 99999
d.2 | h.1 | [52 empty] | 0.6 | 9.767 | 0 | 7.2 | 5 | 0 | 5 | 0 | 2 | 9999 | 7 | 22 | 500 | 150 | 200 | 99999
d.2 | h.2 | [52 empty] | 0.9 | 9.767 | 0 | 7.2 | 5 | 0 | 5 | 0 | 2 | 9999 | 0 | 22 | 500 | 150 | 200 | 99999
d.2 | h.3 | [52 empty] | 0.6 | 9.767 | 0 | 7.2 | 5 | 0 | 5 | 0 | 2 | 9999 | 7 | 22 | 500 | 150 | 200 | 99999
[31 empty] | a.1: C_oper_tot |  | X_agg (no_stor)
d.1 | h.1 | [29 empty] | 0 | 0.9767 | 0 | 0 | 0 | 0 | 0 | 0 | 0 | 0 | 0 | 0 | 0 | 2.4717 | 0 | 0 | 0 | 0 | 0 | 0 | 0 | 3.6 |  | 0.3 | 9.767 | 0 | 6.74 | 5 | 0 | 0 | 0 | 0.5 | 8.239 | 0.333 | 0 | 0 | 0 | 100 | 2 | 0.267 | 0.26
d.1 | h.2 | [29 empty] | 0 | 0.8 | 0 | 0 | 0 | 0 | 0 | 0 | 0 | 0 | 0 | 0 | 0 | 2.25 | 0 | 0 | 0 | 0 | 0 | 0 | 0 | 0 |  | 0.6 | 8 | 0 | 5.4 | 3 | 0 | 0 | 0 | 1 | 7.5 | 0 | 0 | 0 | 0 | 0 | 0 | -0.6 | -0.8
d.1 | h.3 | [29 empty] | 0 | 0.9767 | 0 | 0 | 0 | 0 | 0 | 0 | 0 | 0 | 0 | 0 | 0 | 3.3 | 0 | 0 | 0 | 0 | 0 | 0 | 0 | 3.6 |  | 0.3 | 9.767 | 0 | 7.2 | 5 | 0 | 0 | 0 | 2 | 11 | 0 | 0 | 0 | 0 | 100 | 2 | -0.067 | 0.8
d.2 | h.1 | [29 empty] | 0 | 0.9767 | 0 | 0 | 0 | 0 | 0 | 0 | 0 | 0 | 0 | 0 | 0 | 0.5235 | 0 | 0 | 0 | 0 | 0 | 0 | 0 | 0.36 |  | 0.6 | 9.767 | 0 | 0.9 | 0 | 0 | 1 | 0 | 0.5 | 1.745 | 0 | 0 | 17 | 100 | 10 | 0.2 | 0.233 | 0.105
d.2 | h.2 | [29 empty] | 0 | 0.9767 | 0 | 0 | 0 | 0 | 0 | 0 | 0 | 0 | 0 | 0 | 0 | 1.05 | 0 | 0 | 0 | 0 | 0 | 0 | 0 | 0.36 |  | 0.9 | 9.767 | 0 | 1.8 | 0 | 0 | 5 | 0 | 1 | 3.5 | 0 | 0 | 17 | 100 | 10 | 0.2 | 0.333 | -0.8
d.2 | h.3 | [29 empty] | 0 | 0.9767 | 0 | 0 | 0 | 0 | 0 | 0 | 0 | 0 | 0 | 0 | 0 | 1.323 | 0 | 0 | 0 | 0 | 0 | 0 | 0 | 0.6408 |  | 0.6 | 9.767 | 0 | 1.27 | 0 | 0 | 1 | 0 | 2 | 4.41 | 0 | 0 | 6.33 | 42.22 | 17.78 | 0.356 | 0.233 | 0.73
cap_new
[54 empty] | 0 | 3.767 | 0 | 7.2 | 5 | 0 | 5 | 0 | 2 | 0 | 0 | 0 | 0 | 0 | 0 | 0 | 0 | 0
Tot capacity
[54 empty] | 3 | 9.767 | 0 | 7.2 | 5 | 0 | 5 | 0 | 2 | 9999 | 7 | 22 | 100 | 150 | 200 | 99999 | 1 | 1
Export constraint
EE export
Note on CU44: [Threaded comment] Your version of Excel allows you to read this threaded comment; however, any edits to it will get removed if the file is opened in a newer version of Excel. Learn more: https://go.microsoft.com/fwlink/?linkid=870924 Comment: Su pyesm è ore x tech perchè non c’è un filtro per le 3 tech interessate
Note on BP47: [Threaded comment] Your version of Excel allows you to read this threaded comment; however, any edits to it will get removed if the file is opened in a newer version of Excel. Learn more: https://go.microsoft.com/fwlink/?linkid=870924 Comment: Usato come limite per SOC min/max

## full_oper
time_day | [72 empty] | d.1 | d.1 | d.1 | d.2 | d.2 | d.2 |  |  |  | d.1 | d.1 | d.1 | d.2 | d.2 | d.2 | d.1 | d.1 | d.1 | d.2 | d.2 | d.2 |  | d.1 | d.1 | d.1 | d.2 | d.2 | d.2
| time_hour | [71 empty] | h.1 | h.2 | h.3 | h.1 | h.2 | h.3 |  |  |  | h.1 | h.2 | h.3 | h.1 | h.2 | h.3 | h.1 | h.2 | h.3 | h.1 | h.2 | h.3 |  | h.1 | h.2 | h.3 | h.1 | h.2 | h.3
needs
|  |  | flows | [5 empty] | f.1 | f.2 | f.3 | f.4 | f.6 | f.7 | f.8 | f.9 | f.10 | f.11 | f.12 | f.13 | f.14 | f.15 | f.16 | f.17 | f.18 | f.19 | f.20 | f.21 | f.22 | f.23 | [24 empty] | non-storage technologies | [9 empty] | BEV storage | [5 empty] | Storage technology
|  |  |  | techs | [50 empty] | t.1 | t.2 | t.3 | t.4 | t.6 | t.7 | t.8 | t.9 | t.10 | t.11 | t.13 | t.14 | t.15 | 7.16 | 7.17 | 7.18 | t.12 | t.13
[5 empty] | activ | [26 empty] | a.1 | a.2 | a.3 | a.4 | a.5 | a.6 | a.7 | a.8 | a.10 | a.11 | a.12 | a.13 | a.14 | a.15 | a.15 | a.16 | a.17 | a.18 | a.19 | a.20 | a.21 | a.22
[6 empty] | name |  |  | EE PV | EE import National Grid | EE export National Grid | EE storage charge | HW HP | Cooling HP | HW Gas boiler | HW storage | Radiator heating | Floor heating | Cooling AC | Induction cook | Gas cook | Natural Gas supply | BEV charge home | BEV charge street | BEV discharge | BEV tr urban | ICEV tr urban | BEV tr motorway | ICEV tr motorway | Fuel ICEV |  | PV | National Grid import | National Grid export | Battery charge | HP heating | HP cooling | Gas boiler | HW storage charge | Radiators | Floor heaters | Air conditioning unit | Induction stove | Gas stove | Natural Gas supply grid | BEV charging home | BEV charging street | BEV discharging | BEV urban | ICEV urban | BEV motorway | ICEV motorway | ICEV fuel |  | PV | National Grid | HP | Gas boiler | Radiators | Floor heaters | Air conditioning unit | Induction stove | Gas stove | Natural Gas supply grid | BEV home | BEV street | BEV discharge | BEV | ICEV | Fuel supply | Battery | HW storage
[7 empty] | unit |  | kWh | kWh | kWh | kWh | kWh | kWh | kWh | kWh | kWh | kWh | kWh | kWh | kWh | kWh | kWh | kWh | kWh | km | km | km | km | L |  | kWh | kWh | kWh | kWh | kWh | kWh | kWh | kWh | kWh | kWh | kWh | kWh | kWh | kWh | kWh | kWh | kWh | km | km | km | km | L |  | kWh | kWh | kWh | kWh | kWh | kWh | kWh | kWh | kWh | kWh | kWh | kWh | kWh | km | km | L | kWh | kWh
[9 empty] | I_nf | [63 empty] | Y | [5 empty] | Thermal Insulation | TI |  | Q_agg=Q*Iff' | [5 empty] | Q_agg-uX'-Y-curtail = 0 | [6 empty] | Curtailment | bar: a.1
|  | n.1 |  |  |  | EE | kWh |  | 1 | 1 | 1 | 1 | 0 | 0 | 0 | 0 | 0 | 0 | 0 | 0 | 0 | 0 | 0 | 0 | 0 | 0 | 0 | 0 | 0 | 0 |  | 0 | 0 | 0 | 0.0001 | 0.5 | 0.5 | 0 | 0 | 0 | 0 | 0.6 | 1.2 | 0 | 0 | 1 | 0 | 0 | 0 | 0 | 0 | 0 | 0 | [19 empty] | 10 | 8 | 10 | 10 | 8 | 10 | 0 | 1 |  | 17 | 8 | 17 | 17.6 | 11 | 17.2667 | -3.332e-10 | 0 | -3.332e-10 | 4.666e-09 | 0 | 0 |  | 0 | 0 | 0 | 0 | 0 | 0
|  | n.2 |  |  |  | Hot water | kWh |  | 0 | 0 | 0 | 0 | 1 | 0 | 1 | 1 | 0 | 0 | 0 | 0 | 0 | 0 | 0 | 0 | 0 | 0 | 0 | 0 | 0 | 0 |  | 0 | 0 | 0 | 0 | 0 | 0 | 0 | 0.001 | 1.2 | 1.1 | 0 | 0 | 0 | 0 | 0 | 0 | 0 | 0 | 0 | 0 | 0 | 0 | [19 empty] | 1 | 1 | 2 | 1 | 1 | 2 | 0 | 1 |  | 7 | 4.6 | 8.0003 | 1 | 1 | 2 | 0 | 0 | -4.5e-08 | 0 | 0 | 0 |  | 0 | 0 | 0 | 0 | 0 | 0
|  | n.3 |  |  |  | Cold | kWh |  | 0 | 0 | 0 | 0 | 0 | 1 | 0 | 0 | 0 | 0 | 1 | 0 | 0 | 0 | 0 | 0 | 0 | 0 | 0 | 0 | 0 | 0 |  | 0 | 0 | 0 | 0 | 0 | 0 | 0 | 0 | 0 | 0 | 0 | 0 | 0 | 0 | 0 | 0 | 0 | 0 | 0 | 0 | 0 | 0 | [19 empty] | 0 | 0 | 0 | 1 | 5 | 1 | 0.05 | 1 |  | 0 | 0 | 0 | 1 | 5 | 1 | 0 | 0 | 0 | 0 | 0 | 0 |  | 0 | 0 | 0 | 0 | 0 | 0
|  | n.4 |  |  |  | Heat | kWh |  | 0 | 0 | 0 | 0 | 0 | 0 | 0 | 0 | 1 | 1 | 0 | 0 | 0 | 0 | 0 | 0 | 0 | 0 | 0 | 0 | 0 | 0 |  | 0 | 0 | 0 | 0 | 0 | 0 | 0 | 0 | 0 | 0 | 0 | 0 | 0 | 0 | 0 | 0 | 0 | 0 | 0 | 0 | 0 | 0 | [19 empty] | 5 | 3 | 5 | 0 | 0 | 0 | -0.1 | 1 |  | 5 | 3 | 5 | 0 | 0 | 0 | 0 | 0 | 0 | 0 | 0 | 0 |  | 0 | 0 | 0 | 0 | 0 | 0
|  | n.5 |  |  |  | Cooking | kWh |  | 0 | 0 | 0 | 0 | 0 | 0 | 0 | 0 | 0 | 0 | 0 | 1 | 1 | 0 | 0 | 0 | 0 | 0 | 0 | 0 | 0 | 0 |  | 0 | 0 | 0 | 0 | 0 | 0 | 0 | 0 | 0 | 0 | 0 | 0 | 0 | 0 | 0 | 0 | 0 | 0 | 0 | 0 | 0 | 0 | [19 empty] | 0.5 | 1 | 2 | 0.5 | 1 | 2 | 0 | 1 |  | 0.5 | 1 | 2 | 0.5 | 1 | 2 | 0 | 0 | 0 | 0 | 0 | 0 |  | 0 | 0 | 0 | 0 | 0 | 0
|  | n.6 |  |  |  | Natural Gas | kWh |  | 0 | 0 | 0 | 0 | 0 | 0 | 0 | 0 | 0 | 0 | 0 | 0 | 0 | 1 | 0 | 0 | 0 | 0 | 0 | 0 | 0 | 0 |  | 0 | 0 | 0 | 0 | 0 | 0 | 1.1111 | 0 | 0 | 0 | 0 | 0 | 1.5 | 0 | 0 | 0 | 0 | 0 | 0 | 0 | 0 | 0 | [19 empty] | 0 | 0 | 0 | 0 | 0 | 0 | 0 | 1 |  | 8.5278 | 6.6111 | 11.5612 | 1.8611 | 2.6111 | 5.2222 | 2.2222e-08 | -1.1111e-08 | 1.1111e-07 | -1.1111e-08 | -1.1111e-08 | -2.2222e-08 |  | 0 | 0 | 0 | 0 | 0 | 0
|  | n.7 |  |  |  | BEV battery charge | kWh |  | 0 | 0 | 0 | 0 | 0 | 0 | 0 | 0 | 0 | 0 | 0 | 0 | 0 | 0 | 1 | 1 | 0 | 0 | 0 | 0 | 0 | 0 |  | 0 | 0 | 0 | 0 | 0 | 0 | 0 | 0 | 0 | 0 | 0 | 0 | 0 | 0 | 0 | 0 | 0 | 0 | 0 | 0 | 0 | 0 | [19 empty] | 0 | 0 | 0 | 0 | 0 | 0 | 0 | 1 |  | 7 | 0 | 7 | 7 | 0 | 6.6667 | 0 | 0 | 0 | 0 | 0 | 0 |  | 7 | 0 | 7 | 7 | 0 | 6.6667
|  | n.8 |  |  |  | BEV battery discharge | kWh |  | 0 | 0 | 0 | 0 | 0 | 0 | 0 | 0 | 0 | 0 | 0 | 0 | 0 | 0 | 0 | 0 | 1 | 0 | 0 | 0 | 0 | 0 |  | 0 | 0 | 0 | 0 | 0 | 0 | 0 | 0 | 0 | 0 | 0 | 0 | 0 | 0 | 0 | 0 | 0 | 0.15 | 0 | 0.17 | 0 | 0 | [19 empty] | 0 | 0 | 0 | 0 | 0 | 0 | 0 | 1 |  | 12 | 0 | 15 | 17 | 17 | 6.6667 | 0 | 0 | 0 | 0 | 0 | 5e-08 |  | 0 | 0 | 0 | 0 | 0 | 0
|  | n.9 |  |  |  | Transport urban | km |  | 0 | 0 | 0 | 0 | 0 | 0 | 0 | 0 | 0 | 0 | 0 | 0 | 0 | 0 | 0 | 0 | 0 | 1 | 1 | 0 | 0 | 0 |  | 0 | 0 | 0 | 0 | 0 | 0 | 0 | 0 | 0 | 0 | 0 | 0 | 0 | 0 | 0 | 0 | 0 | 0 | 0 | 0 | 0 | 0 | [19 empty] | 100 | 0 | 100 | 10 | 10 | 60 | 0 | 1 |  | 100 | 0 | 100 | 10 | 10 | 60 | 0 | 0 | 0 | 0 | 0 | 0 |  | 0 | 0 | 0 | 0 | 0 | 0
|  | n.10 |  |  |  | Transport motorway | km |  | 0 | 0 | 0 | 0 | 0 | 0 | 0 | 0 | 0 | 0 | 0 | 0 | 0 | 0 | 0 | 0 | 0 | 0 | 0 | 1 | 1 | 0 |  | 0 | 0 | 0 | 0 | 0 | 0 | 0 | 0 | 0 | 0 | 0 | 0 | 0 | 0 | 0 | 0 | 0 | 0 | 0 | 0 | 0 | 0 | [19 empty] | 0 | 0 | 0 | 100 | 100 | 0 | 0 | 1 |  | 0 | 0 | 0 | 100 | 100 | 0 | 0 | 0 | 0 | 0 | 0 | 0 |  | 0 | 0 | 0 | 0 | 0 | 0
[6 empty] | Fuel | L |  | 0 | 0 | 0 | 0 | 0 | 0 | 0 | 0 | 0 | 0 | 0 | 0 | 0 | 0 | 0 | 0 | 0 | 0 | 0 | 0 | 0 | 1 |  | 0 | 0 | 0 | 0 | 0 | 0 | 0 | 0 | 0 | 0 | 0 | 0 | 0 | 0 | 0 | 0 | 0 | 0 | 0.02 | 0 | 0.03 | 0 | [19 empty] | 0 | 0 | 0 | 0 | 0 | 0 | 0 | 1 |  | 0.4 | 0 | 0 | 0.2 | 0.2 | 0.31111 | 0 | 0 | 0 | 0 | 0 | -1e-08 |  | 0 | 0 | 0 | 0 | 0 | 0
[9 empty] | d | [45 empty] | I_at | [17 empty] | EE constraint | HW constraint | BEV home charge |  | to make BEV soc |  | Install TI | [8 empty] | X'-dQ' = 0 | [6 empty] | (Xmax-X_agg_no_stor) ' > 0
[5 empty] | a.1 | PV | kWh |  | 1 | 0 | 0 | 0 | 0 | 0 | 0 | 0 | 0 | 0 | 0 | 0 | 0 | 0 | 0 | 0 | 0 | 0 | 0 | 0 | 0 | 0 | [24 empty] | 1 | 0 | 0 | 0 | 0 | 0 | 0 | 0 | 0 | 0 | 0 | 0 | 0 | 0 | 0 | 0 | 0 | 0 | 1 | 0 | 1 |  | 0 |  | 0 |  |  | opex | capex | min(cost) |  |  |  | 0 | 0 | 0 | 0 | 0 | 0 |  | 5.5511e-17 | 1.1102e-16 | 5.5511e-17 | 1.1102e-16 | -1.1102e-16 | 1.1102e-16
[5 empty] | a.2 | National Grid import | kWh |  | 0 | 1 | 0 | 0 | 0 | 0 | 0 | 0 | 0 | 0 | 0 | 0 | 0 | 0 | 0 | 0 | 0 | 0 | 0 | 0 | 0 | 0 | [24 empty] | 0 | 1 | 0 | 0 | 0 | 0 | 0 | 0 | 0 | 0 | 0 | 0 | 0 | 0 | 0 | 0 | 0 | 0 | 0 | 0 | 1 |  | 0 |  | TI inv cost |  |  | 3925.6786 | 8607.678 | 12533.3566 |  |  |  | 0 | 0 | 0 | 0 | 0 | 0 |  | 0 | 9.2667 | 0 | 0 | 6.5667 | 0
[5 empty] | a.3 | National Grid export | kWh |  | 0 | 0 | -1 | 0 | 0 | 0 | 0 | 0 | 0 | 0 | 0 | 0 | 0 | 0 | 0 | 0 | 0 | 0 | 0 | 0 | 0 | 0 | [24 empty] | 0 | 1 | 0 | 0 | 0 | 0 | 0 | 0 | 0 | 0 | 0 | 0 | 0 | 0 | 0 | 0 | 0 | 0 | -1 | 0 | 0 |  | 0 |  | 10000 | [8 empty] | 0 | 0 | 0 | 0 | 0 | 0 |  | 0 | 0 | 0 | 0 | 0 | 0
[5 empty] | a.4 | Battery charge | kWh |  | 0 | 0 | 0 | 1 | 0 | 0 | 0 | 0 | 0 | 0 | 0 | 0 | 0 | 0 | 0 | 0 | 0 | 0 | 0 | 0 | 0 | 0 | [24 empty] | 0 | 0 | 0 | 0 | 0 | 0 | 0 | 0 | 0 | 0 | 0 | 0 | 0 | 0 | 0 | 0 | 1 | 0 | 1 | 0 | 1 |  | 0 | [10 empty] | 0 | 0 | 0 | 0 | 0 | 0 |  | 0.70505 | 3.1051 | 0 | 6.7051 | 6.7051 | 5.7051
[5 empty] | a.5 | HP heating | kWh |  | 0 | 0 | 0 | 0 | 1 | 0 | 0 | 0 | 0 | 0 | 0 | 0 | 0 | 0 | 0 | 0 | 0 | 0 | 0 | 0 | 0 | 0 | [24 empty] | 0 | 0 | 1 | 0 | 0 | 0 | 0 | 0 | 0 | 0 | 0 | 0 | 0 | 0 | 0 | 0 | 0 | 0 | 0 | 1 | 0 |  | 0 | [10 empty] | 0 | 0 | 0 | 0 | 0 | 0 |  | 0 | 2 | 0 | 5 | 5 | 5
[5 empty] | a.6 | HP cooling | kWh |  | 0 | 0 | 0 | 0 | 0 | 1 | 0 | 0 | 0 | 0 | 0 | 0 | 0 | 0 | 0 | 0 | 0 | 0 | 0 | 0 | 0 | 0 | [24 empty] | 0 | 0 | 1 | 0 | 0 | 0 | 0 | 0 | 0 | 0 | 0 | 0 | 0 | 0 | 0 | 0 | 0 | 0 | 0 | 0 | 0 |  | 0 | [10 empty] | 0 | 0 | 0 | 0 | 0 | 0 |  | 0 | 0 | 0 | 0 | 0 | 0
[5 empty] | a.7 | Gas boiler | kWh |  | 0 | 0 | 0 | 0 | 0 | 0 | 1 | 0 | 0 | 0 | 0 | 0 | 0 | 0 | 0 | 0 | 0 | 0 | 0 | 0 | 0 | 0 | [24 empty] | 0 | 0 | 0 | 1 | 0 | 0 | 0 | 0 | 0 | 0 | 0 | 0 | 0 | 0 | 0 | 0 | 0 | 0 | 0 | 1 | 0 |  | 0 | [10 empty] | 0 | 0 | 0 | 0 | 0 | 0 |  | 5 | 5 | 5 | 4 | 0 | 4
[5 empty] | a.8 | HW storage charge | kWh |  | 0 | 0 | 0 | 0 | 0 | 0 | 0 | 1 | 0 | 0 | 0 | 0 | 0 | 0 | 0 | 0 | 0 | 0 | 0 | 0 | 0 | 0 | [24 empty] | 0 | 0 | 0 | 0 | 0 | 0 | 0 | 0 | 0 | 0 | 0 | 0 | 0 | 0 | 0 | 0 | 0 | 1 | 0 | 1 | 0 |  | 0 | [10 empty] | 0 | 0 | 0 | 0 | 0 | 0 |  | 0 | 0 | 0 | 0 | 0 | 0
[5 empty] | a.9 | Radiators | kWh |  | 0 | 0 | 0 | 0 | 0 | 0 | 0 | 0 | 1 | 0 | 0 | 0 | 0 | 0 | 0 | 0 | 0 | 0 | 0 | 0 | 0 | 0 | [24 empty] | 0 | 0 | 0 | 0 | 1 | 0 | 0 | 0 | 0 | 0 | 0 | 0 | 0 | 0 | 0 | 0 | 0 | 0 | 0 | 0 | 0 |  | 0 | [10 empty] | 0 | 0 | 0 | 0 | 0 | 0 |  | 1.5 | 1 | 0 | 1.5 | 1 | 0
[5 empty] | a.10 | Floor heaters | kWh |  | 0 | 0 | 0 | 0 | 0 | 0 | 0 | 0 | 0 | 1 | 0 | 0 | 0 | 0 | 0 | 0 | 0 | 0 | 0 | 0 | 0 | 0 | [24 empty] | 0 | 0 | 0 | 0 | 0 | 1 | 0 | 0 | 0 | 0 | 0 | 0 | 0 | 0 | 0 | 0 | 0 | 0 | 0 | 0 | 0 |  | 0 | [10 empty] | 0 | 0 | 0 | 0 | 0 | 0 |  | 9990.4722 | 9992.3889 | 9987.4388 | 9997.1389 | 9996.3889 | 9993.7778
[5 empty] | a.11 | Air conditioning unit | kWh |  | 0 | 0 | 0 | 0 | 0 | 0 | 0 | 0 | 0 | 0 | 1 | 0 | 0 | 0 | 0 | 0 | 0 | 0 | 0 | 0 | 0 | 0 | [24 empty] | 0 | 0 | 0 | 0 | 0 | 0 | 1 | 0 | 0 | 0 | 0 | 0 | 0 | 0 | 0 | 0 | 0 | 0 | 0 | 0 | 0 |  | 0 | [10 empty] | 0 | 0 | 0 | 0 | 0 | 0 |  | 0 | 0 | 0 | 0 | 0 | 0.33332
[5 empty] | a.12 | Induction stove | kWh |  | 0 | 0 | 0 | 0 | 0 | 0 | 0 | 0 | 0 | 0 | 0 | 1 | 0 | 0 | 0 | 0 | 0 | 0 | 0 | 0 | 0 | 0 | [24 empty] | 0 | 0 | 0 | 0 | 0 | 0 | 0 | 1 | 0 | 0 | 0 | 0 | 0 | 0 | 0 | 0 | 0 | 0 | 0 | 0 | 0 |  | 0 | [10 empty] | 0 | 0 | 0 | 0 | 0 | 0 |  | 22 | 22 | 22 | 22 | 22 | 22
[5 empty] | a.13 | Gas stove | kWh |  | 0 | 0 | 0 | 0 | 0 | 0 | 0 | 0 | 0 | 0 | 0 | 0 | 1 | 0 | 0 | 0 | 0 | 0 | 0 | 0 | 0 | 0 | [24 empty] | 0 | 0 | 0 | 0 | 0 | 0 | 0 | 0 | 1 | 0 | 0 | 0 | 0 | 0 | 0 | 0 | 0 | 0 | 0 | 0 | 0 |  | 0 | [10 empty] | 0 | 0 | 0 | 0 | 0 | 0 |  | 488 | 500 | 485 | 483 | 483 | 493.3333
[5 empty] | a.14 | Natural Gas supply grid | kWh |  | 0 | 0 | 0 | 0 | 0 | 0 | 0 | 0 | 0 | 0 | 0 | 0 | 0 | 1 | 0 | 0 | 0 | 0 | 0 | 0 | 0 | 0 | [24 empty] | 0 | 0 | 0 | 0 | 0 | 0 | 0 | 0 | 0 | 1 | 0 | 0 | 0 | 0 | 0 | 0 | 0 | 0 | 0 | 0 | 0 |  | 0 | [10 empty] | 0 | 0 | 0 | 0 | 0 | 0 |  | 70 | 150 | 50 | 50 | 50 | 105.5555
[5 empty] | a.15 | BEV charging home | kWh |  | 0 | 0 | 0 | 0 | 0 | 0 | 0 | 0 | 0 | 0 | 0 | 0 | 0 | 0 | 1 | 0 | 0 | 0 | 0 | 0 | 0 | 0 | [24 empty] | 0 | 0 | 0 | 0 | 0 | 0 | 0 | 0 | 0 | 0 | 1 | 0 | 0 | 0 | 0 | 0 | 0 | 0 | 0 | 0 | -1 |  | -1 | [10 empty] | 0 | 0 | 0 | 0 | 0 | 0 |  | 180 | 200 | 200 | 190 | 190 | 184.4445
[5 empty] | a.16 | BEV charging street | kWh |  | 0 | 0 | 0 | 0 | 0 | 0 | 0 | 0 | 0 | 0 | 0 | 0 | 0 | 0 | 0 | 1 | 0 | 0 | 0 | 0 | 0 | 0 | [24 empty] | 0 | 0 | 0 | 0 | 0 | 0 | 0 | 0 | 0 | 0 | 0 | 1 | 0 | 0 | 0 | 0 | 0 | 0 | 0 | 0 | 0 |  | -1 | [10 empty] | 0 | 0 | 0 | 0 | 0 | 0 |  | 99998.6 | 99999 | 99999 | 99998.8 | 99998.8 | 99998.6889
[5 empty] | a.17 | BEV discharging | kWh |  | 0 | 0 | 0 | 0 | 0 | 0 | 0 | 0 | 0 | 0 | 0 | 0 | 0 | 0 | 0 | 0 | 1 | 0 | 0 | 0 | 0 | 0 | [24 empty] | 0 | 0 | 0 | 0 | 0 | 0 | 0 | 0 | 0 | 0 | 0 | 0 | 1 | 0 | 0 | 0 | 0 | 0 | 0 | 0 | 0 |  | 1 | [10 empty] | 0 | 0 | 0 | 0 | 0 | 0
[5 empty] | a.18 | BEV urban | km |  | 0 | 0 | 0 | 0 | 0 | 0 | 0 | 0 | 0 | 0 | 0 | 0 | 0 | 0 | 0 | 0 | 0 | 1 | 0 | 0 | 0 | 0 | [24 empty] | 0 | 0 | 0 | 0 | 0 | 0 | 0 | 0 | 0 | 0 | 0 | 0 | 0 | 1 | 0 | 0 | 0 | 0 | 0 | 0 | 0 |  | 0 | [10 empty] | 0 | 0 | 0 | 0 | 0 | 0
[5 empty] | a.19 | ICEV urban | km |  | 0 | 0 | 0 | 0 | 0 | 0 | 0 | 0 | 0 | 0 | 0 | 0 | 0 | 0 | 0 | 0 | 0 | 0 | 1 | 0 | 0 | 0 | [24 empty] | 0 | 0 | 0 | 0 | 0 | 0 | 0 | 0 | 0 | 0 | 0 | 0 | 0 | 0 | 1 | 0 | 0 | 0 | 0 | 0 | 0 |  | 0 | [10 empty] | 0 | 0 | 0 | 0 | 0 | 0 |  | No new capacity
[5 empty] | a.20 | BEV motorway | km |  | 0 | 0 | 0 | 0 | 0 | 0 | 0 | 0 | 0 | 0 | 0 | 0 | 0 | 0 | 0 | 0 | 0 | 0 | 0 | 1 | 0 | 0 | [24 empty] | 0 | 0 | 0 | 0 | 0 | 0 | 0 | 0 | 0 | 0 | 0 | 0 | 0 | 1 | 0 | 0 | 0 | 0 | 0 | 0 | 0 |  | 0 | [10 empty] | 0 | 0 | 0 | 0 | 0 | 0 |  | 0 | 0 | 0 | 0
[5 empty] | a.21 | ICEV motorway | km |  | 0 | 0 | 0 | 0 | 0 | 0 | 0 | 0 | 0 | 0 | 0 | 0 | 0 | 0 | 0 | 0 | 0 | 0 | 0 | 0 | 1 | 0 | [24 empty] | 0 | 0 | 0 | 0 | 0 | 0 | 0 | 0 | 0 | 0 | 0 | 0 | 0 | 0 | 1 | 0 | 0 | 0 | 0 | 0 | 0 |  | 0 | [10 empty] | 0 | 0 | 0 | 0 | 0 | 0
[5 empty] | a.22 | ICEV fuel | L |  | 0 | 0 | 0 | 0 | 0 | 0 | 0 | 0 | 0 | 0 | 0 | 0 | 0 | 0 | 0 | 0 | 0 | 0 | 0 | 0 | 0 | 1 | [24 empty] | 0 | 0 | 0 | 0 | 0 | 0 | 0 | 0 | 0 | 0 | 0 | 0 | 0 | 0 | 0 | 1 | 0 | 0 | 0 | 0 | 0 |  | 0 | [10 empty] | 0 | 0 | 0 | 0 | 0 | 0
Activity contraints>0
[6 empty] | Operative costs | €/- | [23 empty] | c_o | 0 | 0.1 | -0.05 | 0 | 0 | 0 | 0 | 0 | 0 | 0 | 0 | 0 | 0 | 0.3 | 0 | 0.5 | 0 | 0 | 0 | 0 | 0 | 1.8 | [40 empty] | EE export and storage | 0.33332 | 0.6 | 0.33332 | 0.93335 | 0.9 | 0.6
[6 empty] | Capital costs | €/- | [46 empty] | c_c | 1000 | 100 | 2000 | 200 | 500 | 1000 | 500 | 1000 | 500 | 0 | 1000 | 10000000 | 0 | 200 | 125 | 0 | 2000 | 200 | [21 empty] | HW storage | 7 | 4.6 | 8.0003 | 1 | 1 | 2
[6 empty] | initial capacity | - | [46 empty] | C_i | 3 | 6 | 0 | 0 | 0 | 0 | 0 | 0 | 0 | 9999 | 7 | 22 | 100 | 150 | 200 | 99999 | 1 | 1 | [21 empty] | BEV charge home | 10 | 8 | 10 | 10.6 | 11 | 10.6
[55 empty] | Capacity factor | [15 empty] | SOC |  | Thh | [5 empty] | Start cooling | HW | Cooling factor | X_storage | [12 empty] | max-SOC>0
d.1 | h.1 | [53 empty] | 0.1 | 1 | 1 | 1 | 1 | 1 | 1 | 1 | 1 | 1 | 1 | 1 | 5 | 1 | 1 | 1 | 0.46668 | 0.5 | 1 | 0 | 0 | 0 | 0 | 0 | 1 | 1 | 0.9 | 0.033323 | 0 | [11 empty] | 0.43332 | 0.43332 | 0.46665 | 0.8 | 0.8 | 0.8
d.1 | h.2 | [53 empty] | 0.2 | 1 | 1 | 1 | 1 | 1 | 1 | 1 | 1 | 1 | 0 | 1 | 5 | 1 | 1 | 1 | 0.46668 | 0.45 | 1 | 1 | 0 | 0 | 0 | 0 | 1 | 0.9 |  | 0 | 0 | [11 empty] | 0.49 | 0.54 | 0.88024 | 0.92074 | 0.95719 | 0.99
d.1 | h.3 | [53 empty] | 0.1 | 1 | 1 | 1 | 1 | 1 | 1 | 1 | 1 | 1 | 1 | 1 | 5 | 1 | 1 | 1 | 0.43335 | 0.10976 | 1 | 1 | 1 | 0 | 0 | 0 | 1 | 0.81 |  | 0.033323 | 0.29524 | [11 empty] | SOC-min>0
d.2 | h.1 | [53 empty] | 0.2 | 1 | 1 | 1 | 1 | 1 | 1 | 1 | 1 | 1 | 1 | 1 | 5 | 1 | 1 | 1 | 0.1 | 0.069255 | 1 | 1 | 1 | 1 | 0 | 0 | 1 | 0.729 |  | 0.33335 | 0 | [11 empty] | 0.36668 | 0.36668 | 0.33335 | -4e-09 | -4e-09 | -4e-09
d.2 | h.2 | [53 empty] | 0.3 | 1 | 1 | 1 | 1 | 1 | 1 | 1 | 1 | 1 | 0 | 1 | 5 | 1 | 1 | 1 | 0.1 | 0.032805 | 1 | 1 | 1 | 1 | 1 | 0 | 1 | 0.6561 |  | 0 | 0 | [11 empty] | 0.5 | 0.45 | 0.10976 | 0.069255 | 0.032805 | 0
d.2 | h.3 | [53 empty] | 0.2 | 1 | 1 | 1 | 1 | 1 | 1 | 1 | 1 | 1 | 1 | 1 | 5 | 1 | 1 | 1 | 0.1 | 0 | 1 | 1 | 1 | 1 | 1 | 1 | 1 | 0.59049 |  | 0 | 0 | [11 empty] | MAX_dis-X_ch>0
[9 empty] | Q | [45 empty] | soc min | HW | soc max | HW | soc start | HW | max dis | HW | min ch | HW |  | soc_bev_min | soc_bev_max | soc_bev_start |  |  |  | SOC BEV | Thh cooling | [5 empty] | CHECK FOR ERRORS | [15 empty] | 0.56668 | 0.6 | 0.56668 | 0.26665 | 0.6 | 0.6 | bar: a.1
d.1 | h.1 |  |  |  |  | Production |  |  | 0.3 | 16.6667 | 0 | 0.033323 | 0 | 0 | 7 | 0 | 5 | 0 | 0 | 0 | 0.5 | 8.5278 | 7 | 0 | 12 | 80 | 20 | 0 | 0 | 0.4 |  | 0.3 | 16.6667 | 0 | 0.033323 | 0 | 0 | 7 | 0 | 5 | 0 | 0 | 0 | 0.5 | 8.5278 | 7 | 0 | 12 | 80 | 20 | 0 | 0 | 0.4 |  | 0.1 | 0 | 0.9 | 0.99 | 0.5 | 0.5 | 0.6 | 0.8 | -0.6 | -0.8 |  | 0.1 | 0.9 | 0.5 |  |  |  | 45 | 1 | 0 | 0 | 0 | 0 | 0 | SOC_start_cool |  | SOC_second_part | [13 empty] | 0.8 | 0.8 | 0.50476 | 0.8 | 0.8 | 0.8
d.1 | h.2 | [7 empty] | 0.6 | 7.4 | 0 | 0 | 0 | 0 | 4.6 | 0 | 3 | 0 | 0 | 0 | 1 | 6.6111 | 0 | 0 | 0 | 0 | 0 | 0 | 0 | 0 |  | 0.6 | 7.4 | 0 | 0 | 0 | 0 | 4.6 | 0 | 3 | 0 | 0 | 0 | 1 | 6.6111 | 0 | 0 | 0 | 0 | 0 | 0 | 0 | 0 |  | 0.1 | 0 | 0.9 | 0.99 | 0.5 | 0.5 | 0.6 | 0.8 | -0.6 | -0.8 |  | 0.1 | 0.9 | 0.5 |  |  |  | 45 | 1 | 1 | 0 | 0 | 0 | 0 | 0.5 | 0.5 | -0.033323 | 0 | [12 empty] | X_ch-MIN_ch>0
d.1 | h.3 | [7 empty] | 0.3 | 16.6667 | 0 | 0.033323 | 0 | 0 | 7.7051 | 0.29524 | 5 | 0 | 0 | 0 | 2 | 11.5612 | 7 | 0 | 15 | 100 | 0 | 0 | 0 | 0 |  | 0.3 | 16.6667 | 0 | 0.033323 | 0 | 0 | 7.7051 | 0.29524 | 5 | 0 | 0 | 0 | 2 | 11.5612 | 7 | 0 | 15 | 100 | 0 | 0 | 0 | 0 |  | 0.1 | 0 | 0.9 | 0.99 | 0.5 | 0.5 | 0.6 | 0.8 | -0.6 | -0.8 |  | 0.1 | 0.9 | 0.5 |  |  |  | 37 | 1 | 1 | 1 | 0 | 0 | 0 | 0.5 | 0.45 | -0.033323 | 0 | [12 empty] | 0.63332 | 0.6 | 0.63332 | 0.93335 | 0.6 | 0.6
d.2 | h.1 | [7 empty] | 0.6 | 16.6667 | 0 | 0.33335 | 0 | 0 | 1 | 0 | 0 | 0 | 1 | 0 | 0.5 | 1.8611 | 7 | 0 | 17 | 0 | 10 | 100 | 0 | 0.2 |  | 0.6 | 16.6667 | 0 | 0.33335 | 0 | 0 | 1 | 0 | 0 | 0 | 1 | 0 | 0.5 | 1.8611 | 7 | 0 | 17 | 0 | 10 | 100 | 0 | 0.2 |  | 0.1 | 0 | 0.9 | 0.99 | 0.5 | 0.5 | 0.6 | 0.8 | -0.6 | -0.8 |  | 0.1 | 0.9 | 0.5 |  |  |  | 27 | 1 | 1 | 1 | 1 | 0 | 0 | 0.5 | 0.405 | -0.066647 | -0.29524 | [12 empty] | 0.8 | 0.8 | 1.0952 | 0.8 | 0.8 | 0.8
d.2 | h.2 | [7 empty] | 0.9 | 10.1 | 0 | 0 | 0 | 0 | 1 | 0 | 0 | 0 | 5 | 0 | 1 | 2.6111 | 0 | 0 | 17 | 0 | 10 | 100 | 0 | 0.2 |  | 0.9 | 10.1 | 0 | 0 | 0 | 0 | 1 | 0 | 0 | 0 | 5 | 0 | 1 | 2.6111 | 0 | 0 | 17 | 0 | 10 | 100 | 0 | 0.2 |  | 0.1 | 0 | 0.9 | 0.99 | 0.5 | 0.5 | 0.6 | 0.8 | -0.6 | -0.8 |  | 0.1 | 0.9 | 0.5 |  |  |  | 10 | 1 | 1 | 1 | 1 | 1 | 0 | 0.5 | 0.3645 | -0.4 | -0.29524 | [12 empty] | max-BEV SOC>0
d.2 | h.3 | [7 empty] | 0.6 | 16.6667 | 0 | 0 | 0 | 0 | 2 | 0 | 0 | 0 | 1 | 0 | 2 | 5.2222 | 6.6667 | 0 | 6.6667 | 44.4445 | 15.5555 | 0 | 0 | 0.31111 |  | 0.6 | 16.6667 | 0 | 0 | 0 | 0 | 2 | 0 | 0 | 0 | 1 | 0 | 2 | 5.2222 | 6.6667 | 0 | 6.6667 | 44.4445 | 15.5555 | 0 | 0 | 0.31111 |  | 0.1 | 0 | 0.9 | 0.99 | 0.5 | 0.5 | 0.6 | 0.8 | -0.6 | -0.8 |  | 0.1 | 0.9 | 0.5 |  |  |  | 10 | 1 | 1 | 1 | 1 | 1 | 1 | 0.5 | 0.32805 | -0.4 | -0.29524 | [12 empty] | 45 | 45 | 53 | 63 | 80 | 80
[9 empty] | d.1 | d.2 | [44 empty] | SOC min |  | SOC max |  | SOC start |  | MAX dis |  | MIN ch | [15 empty] | 0.5 | 0.29525 | -0.4 | -0.29524 | [12 empty] | BEV SOC-min>0
d.1 | h.1 | [6 empty] | Days per type | 190 | 175 | [44 empty] | 0.1 | 0 | 0.9 | 0.99 | 0.5 | 0.5 | 0.6 | 0.8 | -0.6 | -0.8 |  | 10 | 90 | 50 | [26 empty] | 35 | 35 | 27 | 17 | 0 | 0
d.1 | h.2 | [53 empty] | 0.1 | 0 | 0.9 | 0.99 | 0.5 | 0.5 | 0.6 | 0.8 | -0.6 | -0.8 |  | 10 | 90 | 50
d.1 | h.3 | [53 empty] | 0.1 | 0 | 0.9 | 0.99 | 0.5 | 0.5 | 0.6 | 0.8 | -0.6 | -0.8 |  | 10 | 90 | 50
d.2 | h.1 | [53 empty] | 0.1 | 0 | 0.9 | 0.99 | 0.5 | 0.5 | 0.6 | 0.8 | -0.6 | -0.8 |  | 10 | 90 | 50
d.2 | h.2 | [53 empty] | 0.1 | 0 | 0.9 | 0.99 | 0.5 | 0.5 | 0.6 | 0.8 | -0.6 | -0.8 |  | 10 | 90 | 50
d.2 | h.3 | [53 empty] | 0.1 | 0 | 0.9 | 0.99 | 0.5 | 0.5 | 0.6 | 0.8 | -0.6 | -0.8 |  | 10 | 90 | 50
[9 empty] | I_hd |  |  | yearly_hours | [42 empty] | Xmax_no_stor
d.1 | h.1 | [7 empty] | 1 | 0 |  | 190 | [42 empty] | 0.3 | 16.6667 | 0 | 7.7051 | 5 | 0 | 5 | 0 | 2 | 9999 | 7 | 22 | 500 | 150 | 200 | 99999
d.1 | h.2 | [7 empty] | 1 | 0 |  | 190 | [42 empty] | 0.6 | 16.6667 | 0 | 7.7051 | 5 | 0 | 5 | 0 | 2 | 9999 | 0 | 22 | 500 | 150 | 200 | 99999
d.1 | h.3 | [7 empty] | 1 | 0 |  | 190 | [42 empty] | 0.3 | 16.6667 | 0 | 7.7051 | 5 | 0 | 5 | 0 | 2 | 9999 | 7 | 22 | 500 | 150 | 200 | 99999
d.2 | h.1 | [7 empty] | 0 | 1 |  | 175 | [42 empty] | 0.6 | 16.6667 | 0 | 7.7051 | 5 | 0 | 5 | 0 | 2 | 9999 | 7 | 22 | 500 | 150 | 200 | 99999
d.2 | h.2 | [7 empty] | 0 | 1 |  | 175 | [42 empty] | 0.9 | 16.6667 | 0 | 7.7051 | 5 | 0 | 5 | 0 | 2 | 9999 | 0 | 22 | 500 | 150 | 200 | 99999
d.2 | h.3 | [7 empty] | 0 | 1 |  | 175 | [42 empty] | 0.6 | 16.6667 | 0 | 7.7051 | 5 | 0 | 5 | 0 | 2 | 9999 | 7 | 22 | 500 | 150 | 200 | 99999
[32 empty] | a.1: C_oper_tot |  | X_agg (no_stor)
d.1 | h.1 | [30 empty] | 0 | 1.6667 | 0 | 0 | 0 | 0 | 0 | 0 | 0 | 0 | 0 | 0 | 0 | 2.5583 | 0 | 0 | 0 | 0 | 0 | 0 | 0 | 0.72 |  | 0.3 | 16.6667 | 0 | 7 | 5 | 0 | 0 | 0 | 0.5 | 8.5278 | 7 | 0 | 12 | 80 | 20 | 0.4 | 0.033323 | 0
d.1 | h.2 | [30 empty] | 0 | 0.74 | 0 | 0 | 0 | 0 | 0 | 0 | 0 | 0 | 0 | 0 | 0 | 1.9833 | 0 | 0 | 0 | 0 | 0 | 0 | 0 | 0 |  | 0.6 | 7.4 | 0 | 4.6 | 3 | 0 | 0 | 0 | 1 | 6.6111 | 0 | 0 | 0 | 0 | 0 | 0 | 0 | 0
d.1 | h.3 | [30 empty] | 0 | 1.6667 | 0 | 0 | 0 | 0 | 0 | 0 | 0 | 0 | 0 | 0 | 0 | 3.4684 | 0 | 0 | 0 | 0 | 0 | 0 | 0 | 0 |  | 0.3 | 16.6667 | 0 | 7.7051 | 5 | 0 | 0 | 0 | 2 | 11.5612 | 7 | 0 | 15 | 100 | 0 | 0 | 0.033323 | 0.29524
d.2 | h.1 | [30 empty] | 0 | 1.6667 | 0 | 0 | 0 | 0 | 0 | 0 | 0 | 0 | 0 | 0 | 0 | 0.55833 | 0 | 0 | 0 | 0 | 0 | 0 | 0 | 0.36 |  | 0.6 | 16.6667 | 0 | 1 | 0 | 0 | 1 | 0 | 0.5 | 1.8611 | 7 | 0 | 17 | 100 | 10 | 0.2 | 0.33335 | 0
d.2 | h.2 | [30 empty] | 0 | 1.01 | 0 | 0 | 0 | 0 | 0 | 0 | 0 | 0 | 0 | 0 | 0 | 0.78333 | 0 | 0 | 0 | 0 | 0 | 0 | 0 | 0.36 |  | 0.9 | 10.1 | 0 | 1 | 0 | 0 | 5 | 0 | 1 | 2.6111 | 0 | 0 | 17 | 100 | 10 | 0.2 | 0 | 0
d.2 | h.3 | [30 empty] | 0 | 1.6667 | 0 | 0 | 0 | 0 | 0 | 0 | 0 | 0 | 0 | 0 | 0 | 1.5667 | 0 | 0 | 0 | 0 | 0 | 0 | 0 | 0.56 |  | 0.6 | 16.6667 | 0 | 2 | 0 | 0 | 1 | 0 | 2 | 5.2222 | 6.6667 | 0 | 6.6667 | 44.4445 | 15.5555 | 0.31111 | 0 | 0
cap_new
[55 empty] | 0 | 10.6667 | 0 | 7.7051 | 5 | 0 | 5 | 0 | 2 | 0 | 0 | 0 | 0 | 0 | 0 | 0 | 0 | 0
Tot capacity
[55 empty] | 3 | 16.6667 | 0 | 7.7051 | 5 | 0 | 5 | 0 | 2 | 9999 | 7 | 22 | 100 | 150 | 200 | 99999 | 1 | 1
Note on CU44: [Threaded comment] Your version of Excel allows you to read this threaded comment; however, any edits to it will get removed if the file is opened in a newer version of Excel. Learn more: https://go.microsoft.com/fwlink/?linkid=870924 Comment: Su pyesm è ore x tech perchè non c’è un filtro per le 3 tech interessate
Note on BP47: [Threaded comment] Your version of Excel allows you to read this threaded comment; however, any edits to it will get removed if the file is opened in a newer version of Excel. Learn more: https://go.microsoft.com/fwlink/?linkid=870924 Comment: Usato come limite per SOC min/max

## full_oper_esm_output
time_day | [72 empty] | d.1 | d.1 | d.1 | d.2 | d.2 | d.2 |  |  |  | d.1 | d.1 | d.1 | d.2 | d.2 | d.2 | d.1 | d.1 | d.1 | d.2 | d.2 | d.2 |  | d.1 | d.1 | d.1 | d.2 | d.2 | d.2
| time_hour | [71 empty] | h.1 | h.2 | h.3 | h.1 | h.2 | h.3 |  |  |  | h.1 | h.2 | h.3 | h.1 | h.2 | h.3 | h.1 | h.2 | h.3 | h.1 | h.2 | h.3 |  | h.1 | h.2 | h.3 | h.1 | h.2 | h.3
needs
|  |  | flows | [5 empty] | f.1 | f.2 | f.3 | f.4 | f.6 | f.7 | f.8 | f.9 | f.10 | f.11 | f.12 | f.13 | f.14 | f.15 | f.16 | f.17 | f.18 | f.19 | f.20 | f.21 | f.22 | f.23 | [24 empty] | non-storage technologies | [9 empty] | BEV storage | [5 empty] | Storage technology
|  |  |  | techs | [50 empty] | t.1 | t.2 | t.3 | t.4 | t.6 | t.7 | t.8 | t.9 | t.10 | t.11 | t.13 | t.14 | t.15 | 7.16 | 7.17 | 7.18 | t.12 | t.13
[5 empty] | activ | [26 empty] | a.1 | a.2 | a.3 | a.4 | a.5 | a.6 | a.7 | a.8 | a.10 | a.11 | a.12 | a.13 | a.14 | a.15 | a.15 | a.16 | a.17 | a.18 | a.19 | a.20 | a.21 | a.22
[6 empty] | name |  |  | EE PV | EE import National Grid | EE export National Grid | EE storage charge | HW HP | Cooling HP | HW Gas boiler | HW storage | Radiator heating | Floor heating | Cooling AC | Induction cook | Gas cook | Natural Gas supply | BEV charge home | BEV charge street | BEV discharge | BEV tr urban | ICEV tr urban | BEV tr motorway | ICEV tr motorway | Fuel ICEV |  | PV | National Grid import | National Grid export | Battery charge | HP heating | HP cooling | Gas boiler | HW storage charge | Radiators | Floor heaters | Air conditioning unit | Induction stove | Gas stove | Natural Gas supply grid | BEV charging home | BEV charging street | BEV discharging | BEV urban | ICEV urban | BEV motorway | ICEV motorway | ICEV fuel |  | PV | National Grid | HP | Gas boiler | Radiators | Floor heaters | Air conditioning unit | Induction stove | Gas stove | Natural Gas supply grid | BEV home | BEV street | BEV discharge | BEV | ICEV | Fuel supply | Battery | HW storage
[7 empty] | unit |  | kWh | kWh | kWh | kWh | kWh | kWh | kWh | kWh | kWh | kWh | kWh | kWh | kWh | kWh | kWh | kWh | kWh | km | km | km | km | L |  | kWh | kWh | kWh | kWh | kWh | kWh | kWh | kWh | kWh | kWh | kWh | kWh | kWh | kWh | kWh | kWh | kWh | km | km | km | km | L |  | kWh | kWh | kWh | kWh | kWh | kWh | kWh | kWh | kWh | kWh | kWh | kWh | kWh | km | km | L | kWh | kWh
[9 empty] | I_nf | [63 empty] | Y | [5 empty] | Thermal Insulation | TI |  | Q_agg=Q*Iff' | [5 empty] | Q_agg-uX'-Y-curtail = 0 | [6 empty] | Curtailment | bar: a.1
|  | n.1 |  |  |  | EE | kWh |  | 1 | 1 | 1 | 1 | 0 | 0 | 0 | 0 | 0 | 0 | 0 | 0 | 0 | 0 | 0 | 0 | 0 | 0 | 0 | 0 | 0 | 0 |  | 0 | 0 | 0 | 0.0001 | 0.5 | 0.5 | 0 | 0 | 0 | 0 | 0.6 | 1.2 | 0 | 0 | 1 | 0 | 0 | 0 | 0 | 0 | 0 | 0 | [19 empty] | 10 | 8 | 10 | 10 | 8 | 10 | 0 | 1 |  | 16.9 | 8 | 16.9 | 17.6 | 11 | 17.6 | -2e-05 | 6e-05 | -2e-05 | -6e-05 | 6e-05 | -6e-05 |  | 0 | 0 | 0 | 0 | 0 | 0
|  | n.2 |  |  |  | Hot water | kWh |  | 0 | 0 | 0 | 0 | 1 | 0 | 1 | 1 | 0 | 0 | 0 | 0 | 0 | 0 | 0 | 0 | 0 | 0 | 0 | 0 | 0 | 0 |  | 0 | 0 | 0 | 0 | 0 | 0 | 0 | 0.001 | 1.2 | 1.1 | 0 | 0 | 0 | 0 | 0 | 0 | 0 | 0 | 0 | 0 | 0 | 0 | [19 empty] | 1 | 1 | 2 | 1 | 1 | 2 | 0 | 1 |  | 7 | 4.6 | 8 | 1 | 1 | 2.0002 | -0.000405 | 0.0008 | -0.0008 | 0.0008 | -0.000723 | 0.0002328 |  | 0 | 0 | 0 | 0 | 0 | 0
|  | n.3 |  |  |  | Cold | kWh |  | 0 | 0 | 0 | 0 | 0 | 1 | 0 | 0 | 0 | 0 | 1 | 0 | 0 | 0 | 0 | 0 | 0 | 0 | 0 | 0 | 0 | 0 |  | 0 | 0 | 0 | 0 | 0 | 0 | 0 | 0 | 0 | 0 | 0 | 0 | 0 | 0 | 0 | 0 | 0 | 0 | 0 | 0 | 0 | 0 | [19 empty] | 0 | 0 | 0 | 1 | 5 | 1 | 0.05 | 1 |  | 0 | 0 | 0 | 1 | 5 | 1 | 0 | 0 | 0 | 0 | 0 | 0 |  | 0 | 0 | 0 | 0 | 0 | 0
|  | n.4 |  |  |  | Heat | kWh |  | 0 | 0 | 0 | 0 | 0 | 0 | 0 | 0 | 1 | 1 | 0 | 0 | 0 | 0 | 0 | 0 | 0 | 0 | 0 | 0 | 0 | 0 |  | 0 | 0 | 0 | 0 | 0 | 0 | 0 | 0 | 0 | 0 | 0 | 0 | 0 | 0 | 0 | 0 | 0 | 0 | 0 | 0 | 0 | 0 | [19 empty] | 5 | 3 | 5 | 0 | 0 | 0 | -0.1 | 1 |  | 5 | 3 | 5 | 0 | 0 | 0 | 0 | 0 | 0 | 0 | 0 | 0 |  | 0 | 0 | 0 | 0 | 0 | 0
|  | n.5 |  |  |  | Cooking | kWh |  | 0 | 0 | 0 | 0 | 0 | 0 | 0 | 0 | 0 | 0 | 0 | 1 | 1 | 0 | 0 | 0 | 0 | 0 | 0 | 0 | 0 | 0 |  | 0 | 0 | 0 | 0 | 0 | 0 | 0 | 0 | 0 | 0 | 0 | 0 | 0 | 0 | 0 | 0 | 0 | 0 | 0 | 0 | 0 | 0 | [19 empty] | 0.5 | 1 | 2 | 0.5 | 1 | 2 | 0 | 1 |  | 0.5 | 1 | 2 | 0.5 | 1 | 2 | 0 | 0 | 0 | 0 | 0 | 0 |  | 0 | 0 | 0 | 0 | 0 | 0
|  | n.6 |  |  |  | Natural Gas | kWh |  | 0 | 0 | 0 | 0 | 0 | 0 | 0 | 0 | 0 | 0 | 0 | 0 | 0 | 1 | 0 | 0 | 0 | 0 | 0 | 0 | 0 | 0 |  | 0 | 0 | 0 | 0 | 0 | 0 | 1.1111 | 0 | 0 | 0 | 0 | 0 | 1.5 | 0 | 0 | 0 | 0 | 0 | 0 | 0 | 0 | 0 | [19 empty] | 0 | 0 | 0 | 0 | 0 | 0 | 0 | 1 |  | 8.078 | 7.5 | 11 | 2.75 | 1.808 | 5.259 | 0.00022222 | -8.8818e-16 | 0 | 0 | 0.00022222 | 0.00011111 |  | 0 | 0 | 0 | 0 | 0 | 0
|  | n.7 |  |  |  | BEV battery charge | kWh |  | 0 | 0 | 0 | 0 | 0 | 0 | 0 | 0 | 0 | 0 | 0 | 0 | 0 | 0 | 1 | 1 | 0 | 0 | 0 | 0 | 0 | 0 |  | 0 | 0 | 0 | 0 | 0 | 0 | 0 | 0 | 0 | 0 | 0 | 0 | 0 | 0 | 0 | 0 | 0 | 0 | 0 | 0 | 0 | 0 | [19 empty] | 0 | 0 | 0 | 0 | 0 | 0 | 0 | 1 |  | 6.9 | 0 | 6.9 | 7 | 0 | 7 | 0 | 0 | 0 | 0 | 0 | 0 |  | 6.9 | 0 | 6.9 | 7 | 0 | 7
|  | n.8 |  |  |  | BEV battery discharge | kWh |  | 0 | 0 | 0 | 0 | 0 | 0 | 0 | 0 | 0 | 0 | 0 | 0 | 0 | 0 | 0 | 0 | 1 | 0 | 0 | 0 | 0 | 0 |  | 0 | 0 | 0 | 0 | 0 | 0 | 0 | 0 | 0 | 0 | 0 | 0 | 0 | 0 | 0 | 0 | 0 | 0.15 | 0 | 0.17 | 0 | 0 | [19 empty] | 0 | 0 | 0 | 0 | 0 | 0 | 0 | 1 |  | 11.8 | 0 | 15 | 17 | 17 | 7 | -0.0005 | 0 | 0 | 0 | 0 | -5e-05 |  | 0 | 0 | 0 | 0 | 0 | 0
|  | n.9 |  |  |  | Transport urban | km |  | 0 | 0 | 0 | 0 | 0 | 0 | 0 | 0 | 0 | 0 | 0 | 0 | 0 | 0 | 0 | 0 | 0 | 1 | 1 | 0 | 0 | 0 |  | 0 | 0 | 0 | 0 | 0 | 0 | 0 | 0 | 0 | 0 | 0 | 0 | 0 | 0 | 0 | 0 | 0 | 0 | 0 | 0 | 0 | 0 | [19 empty] | 100 | 0 | 100 | 10 | 10 | 60 | 0 | 1 |  | 100.003 | 0 | 100 | 10 | 10 | 60 | 0.003 | 0 | 0 | 0 | 0 | 0 |  | 0 | 0 | 0 | 0 | 0 | 0
|  | n.10 |  |  |  | Transport motorway | km |  | 0 | 0 | 0 | 0 | 0 | 0 | 0 | 0 | 0 | 0 | 0 | 0 | 0 | 0 | 0 | 0 | 0 | 0 | 0 | 1 | 1 | 0 |  | 0 | 0 | 0 | 0 | 0 | 0 | 0 | 0 | 0 | 0 | 0 | 0 | 0 | 0 | 0 | 0 | 0 | 0 | 0 | 0 | 0 | 0 | [19 empty] | 0 | 0 | 0 | 100 | 100 | 0 | 0 | 1 |  | 0 | 0 | 0 | 100 | 100 | 0 | 0 | 0 | 0 | 0 | 0 | 0 |  | 0 | 0 | 0 | 0 | 0 | 0
[6 empty] | Fuel | L |  | 0 | 0 | 0 | 0 | 0 | 0 | 0 | 0 | 0 | 0 | 0 | 0 | 0 | 0 | 0 | 0 | 0 | 0 | 0 | 0 | 0 | 1 |  | 0 | 0 | 0 | 0 | 0 | 0 | 0 | 0 | 0 | 0 | 0 | 0 | 0 | 0 | 0 | 0 | 0 | 0 | 0.02 | 0 | 0.03 | 0 | [19 empty] | 0 | 0 | 0 | 0 | 0 | 0 | 0 | 1 |  | 0.4267 | 0 | 0 | 0.2 | 0.2 | 0.267 | 4e-05 | 0 | 0 | 0 | 0 | 0.00034 |  | 0 | 0 | 0 | 0 | 0 | 0
[9 empty] | d | [45 empty] | I_at | [17 empty] | EE constraint | HW constraint | BEV home charge |  | to make BEV soc |  | Install TI | [8 empty] | X'-dQ' = 0 | [6 empty] | (Xmax-X_agg_no_stor) ' > 0
[5 empty] | a.1 | PV | kWh |  | 1 | 0 | 0 | 0 | 0 | 0 | 0 | 0 | 0 | 0 | 0 | 0 | 0 | 0 | 0 | 0 | 0 | 0 | 0 | 0 | 0 | 0 | [24 empty] | 1 | 0 | 0 | 0 | 0 | 0 | 0 | 0 | 0 | 0 | 0 | 0 | 0 | 0 | 0 | 0 | 0 | 0 | 1 | 0 | 1 |  | 0 |  | 0 |  |  | opex | capex | min(cost) |  |  |  | 0 | 0 | 0 | 0 | 0 | 0 |  | 5.5511e-17 | 1.1102e-16 | 5.5511e-17 | 1.1102e-16 | -1.1102e-16 | 1.1102e-16 | PV
[5 empty] | a.2 | National Grid import | kWh |  | 0 | 1 | 0 | 0 | 0 | 0 | 0 | 0 | 0 | 0 | 0 | 0 | 0 | 0 | 0 | 0 | 0 | 0 | 0 | 0 | 0 | 0 | [24 empty] | 0 | 1 | 0 | 0 | 0 | 0 | 0 | 0 | 0 | 0 | 0 | 0 | 0 | 0 | 0 | 0 | 0 | 0 | 0 | 0 | 1 |  | 0 |  | TI inv cost |  |  | 3922.8249 | 8480.006 | 12402.8309 |  |  |  | 0 | 0 | 0 | 0 | 0 | 0 |  | 6e-05 | 8.4001 | 6e-05 | 6e-05 | 5.7001 | 6e-05 | National Grid
[5 empty] | a.3 | National Grid export | kWh |  | 0 | 0 | -1 | 0 | 0 | 0 | 0 | 0 | 0 | 0 | 0 | 0 | 0 | 0 | 0 | 0 | 0 | 0 | 0 | 0 | 0 | 0 | [24 empty] | 0 | 1 | 0 | 0 | 0 | 0 | 0 | 0 | 0 | 0 | 0 | 0 | 0 | 0 | 0 | 0 | 0 | 0 | -1 | 0 | 0 |  | 0 |  | 10000 | [8 empty] | 0 | 0 | 0 | 0 | 0 | 0 |  | 0 | 0 | 0 | 0 | 0 | 0 | HP
[5 empty] | a.4 | Battery charge | kWh |  | 0 | 0 | 0 | 1 | 0 | 0 | 0 | 0 | 0 | 0 | 0 | 0 | 0 | 0 | 0 | 0 | 0 | 0 | 0 | 0 | 0 | 0 | [24 empty] | 0 | 0 | 0 | 0 | 0 | 0 | 0 | 0 | 0 | 0 | 0 | 0 | 0 | 0 | 0 | 0 | 1 | 0 | 1 | 0 | 1 |  | 0 | [10 empty] | 0 | 0 | 0 | 0 | 0 | 0 |  | 0.605 | 1.8 | 0 | 5.4 | 6.923 | 5.167 | Gas boiler
[5 empty] | a.5 | HP heating | kWh |  | 0 | 0 | 0 | 0 | 1 | 0 | 0 | 0 | 0 | 0 | 0 | 0 | 0 | 0 | 0 | 0 | 0 | 0 | 0 | 0 | 0 | 0 | [24 empty] | 0 | 0 | 1 | 0 | 0 | 0 | 0 | 0 | 0 | 0 | 0 | 0 | 0 | 0 | 0 | 0 | 0 | 0 | 0 | 1 | 0 |  | 0 | [10 empty] | 0 | 0 | 0 | 0 | 0 | 0 |  | 0 | 2 | 0 | 5 | 5 | 5 | Radiators
[5 empty] | a.6 | HP cooling | kWh |  | 0 | 0 | 0 | 0 | 0 | 1 | 0 | 0 | 0 | 0 | 0 | 0 | 0 | 0 | 0 | 0 | 0 | 0 | 0 | 0 | 0 | 0 | [24 empty] | 0 | 0 | 1 | 0 | 0 | 0 | 0 | 0 | 0 | 0 | 0 | 0 | 0 | 0 | 0 | 0 | 0 | 0 | 0 | 0 | 0 |  | 0 | [10 empty] | 0 | 0 | 0 | 0 | 0 | 0 |  | 0 | 0 | 0 | 0 | 0 | 0 | Floor heaters
[5 empty] | a.7 | Gas boiler | kWh |  | 0 | 0 | 0 | 0 | 0 | 0 | 1 | 0 | 0 | 0 | 0 | 0 | 0 | 0 | 0 | 0 | 0 | 0 | 0 | 0 | 0 | 0 | [24 empty] | 0 | 0 | 0 | 1 | 0 | 0 | 0 | 0 | 0 | 0 | 0 | 0 | 0 | 0 | 0 | 0 | 0 | 0 | 0 | 1 | 0 |  | 0 | [10 empty] | 0 | 0 | 0 | 0 | 0 | 0 |  | 5 | 5 | 5 | 4 | 0 | 4 | Air conditioning unit
[5 empty] | a.8 | HW storage charge | kWh |  | 0 | 0 | 0 | 0 | 0 | 0 | 0 | 1 | 0 | 0 | 0 | 0 | 0 | 0 | 0 | 0 | 0 | 0 | 0 | 0 | 0 | 0 | [24 empty] | 0 | 0 | 0 | 0 | 0 | 0 | 0 | 0 | 0 | 0 | 0 | 0 | 0 | 0 | 0 | 0 | 0 | 1 | 0 | 1 | 0 |  | 0 | [10 empty] | 0 | 0 | 0 | 0 | 0 | 0 |  | 0 | 0 | 0 | 0 | 0 | 0 | Induction stove
[5 empty] | a.9 | Radiators | kWh |  | 0 | 0 | 0 | 0 | 0 | 0 | 0 | 0 | 1 | 0 | 0 | 0 | 0 | 0 | 0 | 0 | 0 | 0 | 0 | 0 | 0 | 0 | [24 empty] | 0 | 0 | 0 | 0 | 1 | 0 | 0 | 0 | 0 | 0 | 0 | 0 | 0 | 0 | 0 | 0 | 0 | 0 | 0 | 0 | 0 |  | 0 | [10 empty] | 0 | 0 | 0 | 0 | 0 | 0 |  | 1.5 | 1 | 0 | 1.5 | 1 | 0 | Gas stove
[5 empty] | a.10 | Floor heaters | kWh |  | 0 | 0 | 0 | 0 | 0 | 0 | 0 | 0 | 0 | 1 | 0 | 0 | 0 | 0 | 0 | 0 | 0 | 0 | 0 | 0 | 0 | 0 | [24 empty] | 0 | 0 | 0 | 0 | 0 | 1 | 0 | 0 | 0 | 0 | 0 | 0 | 0 | 0 | 0 | 0 | 0 | 0 | 0 | 0 | 0 |  | 0 | [10 empty] | 0 | 0 | 0 | 0 | 0 | 0 |  | 9990.922 | 9991.5 | 9988 | 9996.25 | 9997.192 | 9993.741 | Natural Gas supply grid
[5 empty] | a.11 | Air conditioning unit | kWh |  | 0 | 0 | 0 | 0 | 0 | 0 | 0 | 0 | 0 | 0 | 1 | 0 | 0 | 0 | 0 | 0 | 0 | 0 | 0 | 0 | 0 | 0 | [24 empty] | 0 | 0 | 0 | 0 | 0 | 0 | 1 | 0 | 0 | 0 | 0 | 0 | 0 | 0 | 0 | 0 | 0 | 0 | 0 | 0 | 0 |  | 0 | [10 empty] | 0 | 0 | 0 | 0 | 0 | 0 |  | 0.1 | 0 | 0.1 | 0 | 0 | 0 | BEV home
[5 empty] | a.12 | Induction stove | kWh |  | 0 | 0 | 0 | 0 | 0 | 0 | 0 | 0 | 0 | 0 | 0 | 1 | 0 | 0 | 0 | 0 | 0 | 0 | 0 | 0 | 0 | 0 | [24 empty] | 0 | 0 | 0 | 0 | 0 | 0 | 0 | 1 | 0 | 0 | 0 | 0 | 0 | 0 | 0 | 0 | 0 | 0 | 0 | 0 | 0 |  | 0 | [10 empty] | 0 | 0 | 0 | 0 | 0 | 0 |  | 22 | 22 | 22 | 22 | 22 | 22 | BEV street
[5 empty] | a.13 | Gas stove | kWh |  | 0 | 0 | 0 | 0 | 0 | 0 | 0 | 0 | 0 | 0 | 0 | 0 | 1 | 0 | 0 | 0 | 0 | 0 | 0 | 0 | 0 | 0 | [24 empty] | 0 | 0 | 0 | 0 | 0 | 0 | 0 | 0 | 1 | 0 | 0 | 0 | 0 | 0 | 0 | 0 | 0 | 0 | 0 | 0 | 0 |  | 0 | [10 empty] | 0 | 0 | 0 | 0 | 0 | 0 |  | 488.2 | 500 | 485 | 483 | 483 | 493 | BEV discharge
[5 empty] | a.14 | Natural Gas supply grid | kWh |  | 0 | 0 | 0 | 0 | 0 | 0 | 0 | 0 | 0 | 0 | 0 | 0 | 0 | 1 | 0 | 0 | 0 | 0 | 0 | 0 | 0 | 0 | [24 empty] | 0 | 0 | 0 | 0 | 0 | 0 | 0 | 0 | 0 | 1 | 0 | 0 | 0 | 0 | 0 | 0 | 0 | 0 | 0 | 0 | 0 |  | 0 | [10 empty] | 0 | 0 | 0 | 0 | 0 | 0 |  | 71.33 | 150 | 50 | 50 | 50 | 103.333 | BEV
[5 empty] | a.15 | BEV charging home | kWh |  | 0 | 0 | 0 | 0 | 0 | 0 | 0 | 0 | 0 | 0 | 0 | 0 | 0 | 0 | 1 | 0 | 0 | 0 | 0 | 0 | 0 | 0 | [24 empty] | 0 | 0 | 0 | 0 | 0 | 0 | 0 | 0 | 0 | 0 | 1 | 0 | 0 | 0 | 0 | 0 | 0 | 0 | 0 | 0 | -1 |  | -1 | [10 empty] | 0 | 0 | 0 | 0 | 0 | 0 |  | 178.667 | 200 | 200 | 190 | 190 | 186.667 | ICEV
[5 empty] | a.16 | BEV charging street | kWh |  | 0 | 0 | 0 | 0 | 0 | 0 | 0 | 0 | 0 | 0 | 0 | 0 | 0 | 0 | 0 | 1 | 0 | 0 | 0 | 0 | 0 | 0 | [24 empty] | 0 | 0 | 0 | 0 | 0 | 0 | 0 | 0 | 0 | 0 | 0 | 1 | 0 | 0 | 0 | 0 | 0 | 0 | 0 | 0 | 0 |  | -1 | [10 empty] | 0 | 0 | 0 | 0 | 0 | 0 |  | 99998.5733 | 99999 | 99999 | 99998.8 | 99998.8 | 99998.733 | Fuel supply
[5 empty] | a.17 | BEV discharging | kWh |  | 0 | 0 | 0 | 0 | 0 | 0 | 0 | 0 | 0 | 0 | 0 | 0 | 0 | 0 | 0 | 0 | 1 | 0 | 0 | 0 | 0 | 0 | [24 empty] | 0 | 0 | 0 | 0 | 0 | 0 | 0 | 0 | 0 | 0 | 0 | 0 | 1 | 0 | 0 | 0 | 0 | 0 | 0 | 0 | 0 |  | 1 | [10 empty] | 0 | 0 | 0 | 0 | 0 | 0
[5 empty] | a.18 | BEV urban | km |  | 0 | 0 | 0 | 0 | 0 | 0 | 0 | 0 | 0 | 0 | 0 | 0 | 0 | 0 | 0 | 0 | 0 | 1 | 0 | 0 | 0 | 0 | [24 empty] | 0 | 0 | 0 | 0 | 0 | 0 | 0 | 0 | 0 | 0 | 0 | 0 | 0 | 1 | 0 | 0 | 0 | 0 | 0 | 0 | 0 |  | 0 | [10 empty] | 0 | 0 | 0 | 0 | 0 | 0
[5 empty] | a.19 | ICEV urban | km |  | 0 | 0 | 0 | 0 | 0 | 0 | 0 | 0 | 0 | 0 | 0 | 0 | 0 | 0 | 0 | 0 | 0 | 0 | 1 | 0 | 0 | 0 | [24 empty] | 0 | 0 | 0 | 0 | 0 | 0 | 0 | 0 | 0 | 0 | 0 | 0 | 0 | 0 | 1 | 0 | 0 | 0 | 0 | 0 | 0 |  | 0 | [10 empty] | 0 | 0 | 0 | 0 | 0 | 0 |  | No new capacity
[5 empty] | a.20 | BEV motorway | km |  | 0 | 0 | 0 | 0 | 0 | 0 | 0 | 0 | 0 | 0 | 0 | 0 | 0 | 0 | 0 | 0 | 0 | 0 | 0 | 1 | 0 | 0 | [24 empty] | 0 | 0 | 0 | 0 | 0 | 0 | 0 | 0 | 0 | 0 | 0 | 0 | 0 | 1 | 0 | 0 | 0 | 0 | 0 | 0 | 0 |  | 0 | [10 empty] | 0 | 0 | 0 | 0 | 0 | 0 |  | 0 | 0 | 0 | 0
[5 empty] | a.21 | ICEV motorway | km |  | 0 | 0 | 0 | 0 | 0 | 0 | 0 | 0 | 0 | 0 | 0 | 0 | 0 | 0 | 0 | 0 | 0 | 0 | 0 | 0 | 1 | 0 | [24 empty] | 0 | 0 | 0 | 0 | 0 | 0 | 0 | 0 | 0 | 0 | 0 | 0 | 0 | 0 | 1 | 0 | 0 | 0 | 0 | 0 | 0 |  | 0 | [10 empty] | 0 | 0 | 0 | 0 | 0 | 0
[5 empty] | a.22 | ICEV fuel | L |  | 0 | 0 | 0 | 0 | 0 | 0 | 0 | 0 | 0 | 0 | 0 | 0 | 0 | 0 | 0 | 0 | 0 | 0 | 0 | 0 | 0 | 1 | [24 empty] | 0 | 0 | 0 | 0 | 0 | 0 | 0 | 0 | 0 | 0 | 0 | 0 | 0 | 0 | 0 | 1 | 0 | 0 | 0 | 0 | 0 |  | 0 | [10 empty] | 0 | 0 | 0 | 0 | 0 | 0
Activity contraints>0
[6 empty] | Operative costs | €/- | [23 empty] | c_o | 0 | 0.1 | -0.05 | 0 | 0 | 0 | 0 | 0 | 0 | 0 | 0 | 0 | 0 | 0.3 | 0 | 0.5 | 0 | 0 | 0 | 0 | 0 | 1.8 | [40 empty] | EE export and storage | 0.5 | 0 | 0.5 | 1.2 | 0.3 | 1.2
[6 empty] | Capital costs | €/- | [46 empty] | c_c | 1000 | 100 | 2000 | 200 | 500 | 1000 | 500 | 1000 | 500 | 0 | 1000 | 10000000 | 0 | 200 | 125 | 0 | 2000 | 200 | [21 empty] | HW storage | 7 | 4.6 | 8 | 1 | 1 | 2.0002
[6 empty] | initial capacity | - | [46 empty] | C_i | 3 | 6 | 0 | 0 | 0 | 0 | 0 | 0 | 0 | 9999 | 7 | 22 | 100 | 150 | 200 | 99999 | 1 | 1 | [21 empty] | BEV charge home | 10 | 8 | 10 | 10.6 | 11 | 10.6
[55 empty] | Capacity factor | [15 empty] | SOC |  | Thh | [5 empty] | Start cooling | HW | Cooling factor | X_storage | [12 empty] | max-SOC>0
d.1 | h.1 | [53 empty] | 0.1 | 1 | 1 | 1 | 1 | 1 | 1 | 1 | 1 | 1 | 1 | 1 | 5 | 1 | 1 | 1 | 0.3 | 0.095 | 1 | 0 | 0 | 0 | 0 | 0 | 1 | 1 | 0.9 | 0.2 | 0.405 | [11 empty] | 0.6 | 1.1102e-16 | 0.2 | 0.8 | 0.2 | 0.8
d.1 | h.2 | [53 empty] | 0.2 | 1 | 1 | 1 | 1 | 1 | 1 | 1 | 1 | 1 | 0 | 1 | 5 | 1 | 1 | 1 | 0.9 | 0.845 | 1 | 1 | 0 | 0 | 0 | 0 | 1 | 0.9 |  | -0.6 | -0.8 | [11 empty] | 0.895 | 0.145 | 0.99 | 0.2305 | 0.98995 | 0.98995
d.1 | h.3 | [53 empty] | 0.1 | 1 | 1 | 1 | 1 | 1 | 1 | 1 | 1 | 1 | 1 | 1 | 5 | 1 | 1 | 1 | 0.7 | 0 | 1 | 1 | 1 | 0 | 0 | 0 | 1 | 0.81 |  | 0.2 | 0.8 | [11 empty] | SOC-min>0
d.2 | h.1 | [53 empty] | 0.2 | 1 | 1 | 1 | 1 | 1 | 1 | 1 | 1 | 1 | 1 | 1 | 5 | 1 | 1 | 1 | 0.1 | 0.7595 | 1 | 1 | 1 | 1 | 0 | 0 | 1 | 0.729 |  | 0.6 | -0.8 | [11 empty] | 0.2 | 0.8 | 0.6 | -2.7756e-17 | 0.6 | -2.7756e-17
d.2 | h.2 | [53 empty] | 0.3 | 1 | 1 | 1 | 1 | 1 | 1 | 1 | 1 | 1 | 0 | 1 | 5 | 1 | 1 | 1 | 0.7 | 5e-05 | 1 | 1 | 1 | 1 | 1 | 0 | 1 | 0.6561 |  | -0.6 | 0.723 | [11 empty] | 0.095 | 0.845 | 0 | 0.7595 | 5e-05 | 4.5e-05
d.2 | h.3 | [53 empty] | 0.2 | 1 | 1 | 1 | 1 | 1 | 1 | 1 | 1 | 1 | 1 | 1 | 5 | 1 | 1 | 1 | 0.1 | 4.5e-05 | 1 | 1 | 1 | 1 | 1 | 1 | 1 | 0.59049 |  | 0.6 | -0.0328 | [11 empty] | MAX_dis-X_ch>0
[9 empty] | Q | [45 empty] | soc min | HW | soc max | HW | soc start | HW | max dis | HW | min ch | HW |  | soc_bev_min | soc_bev_max | soc_bev_start |  |  |  | SOC BEV | Thh cooling | [5 empty] | CHECK FOR ERRORS | [15 empty] | 0.4 | 1.2 | 0.4 | 0 | 1.2 | 0 | bar: a.1
d.1 | h.1 |  |  |  |  | Production |  |  | 0.3 | 16.4 | 0 | 0.2 | 0 | 0 | 6.595 | 0.405 | 5 | 0 | 0 | 0 | 0.5 | 8.078 | 6.9 | 0 | 11.8 | 78.67 | 21.333 | 0 | 0 | 0.4267 |  | 0.3 | 16.4 | 0 | 0.2 | 0 | 0 | 6.595 | 0.405 | 5 | 0 | 0 | 0 | 0.5 | 8.078 | 6.9 | 0 | 11.8 | 78.67 | 21.333 | 0 | 0 | 0.4267 |  | 0.1 | 0 | 0.9 | 0.99 | 0.5 | 0.5 | 0.6 | 0.8 | -0.6 | -0.8 |  | 0.1 | 0.9 | 0.5 |  |  |  | 45.1 | 1 | 0 | 0 | 0 | 0 | 0 | SOC_start_cool |  | SOC_second_part | [13 empty] | 0.395 | 1.6 | 0 | 1.6 | 0.077 | 0.8328
d.1 | h.2 | [7 empty] | 0.6 | 8 | 0 | -0.6 | 0 | 0 | 5.4 | -0.8 | 3 | 0 | 0 | 0 | 1 | 7.5 | 0 | 0 | 0 | 0 | 0 | 0 | 0 | 0 |  | 0.6 | 8 | 0 | -0.6 | 0 | 0 | 5.4 | -0.8 | 3 | 0 | 0 | 0 | 1 | 7.5 | 0 | 0 | 0 | 0 | 0 | 0 | 0 | 0 |  | 0.1 | 0 | 0.9 | 0.99 | 0.5 | 0.5 | 0.6 | 0.8 | -0.6 | -0.8 |  | 0.1 | 0.9 | 0.5 |  |  |  | 45.1 | 1 | 1 | 0 | 0 | 0 | 0 | 0.5 | 0.5 | -0.2 | -0.405 | [12 empty] | X_ch-MIN_ch>0
d.1 | h.3 | [7 empty] | 0.3 | 16.4 | 0 | 0.2 | 0 | 0 | 7.2 | 0.8 | 5 | 0 | 0 | 0 | 2 | 11 | 6.9 | 0 | 15 | 100 | 0 | 0 | 0 | 0 |  | 0.3 | 16.4 | 0 | 0.2 | 0 | 0 | 7.2 | 0.8 | 5 | 0 | 0 | 0 | 2 | 11 | 6.9 | 0 | 15 | 100 | 0 | 0 | 0 | 0 |  | 0.1 | 0 | 0.9 | 0.99 | 0.5 | 0.5 | 0.6 | 0.8 | -0.6 | -0.8 |  | 0.1 | 0.9 | 0.5 |  |  |  | 37 | 1 | 1 | 1 | 0 | 0 | 0 | 0.5 | 0.45 | 0.4 | 0.395 | [12 empty] | 0.8 | 0 | 0.8 | 1.2 | 0 | 1.2
d.2 | h.1 | [7 empty] | 0.6 | 16.4 | 0 | 0.6 | 0 | 0 | 1.8 | -0.8 | 0 | 0 | 1 | 0 | 0.5 | 2.75 | 7 | 0 | 17 | 0 | 10 | 100 | 0 | 0.2 |  | 0.6 | 16.4 | 0 | 0.6 | 0 | 0 | 1.8 | -0.8 | 0 | 0 | 1 | 0 | 0.5 | 2.75 | 7 | 0 | 17 | 0 | 10 | 100 | 0 | 0.2 |  | 0.1 | 0 | 0.9 | 0.99 | 0.5 | 0.5 | 0.6 | 0.8 | -0.6 | -0.8 |  | 0.1 | 0.9 | 0.5 |  |  |  | 27 | 1 | 1 | 1 | 1 | 0 | 0 | 0.5 | 0.405 | 0.2 | -0.405 | [12 empty] | 1.205 | 0 | 1.6 | 0 | 1.523 | 0.7672
d.2 | h.2 | [7 empty] | 0.9 | 10.7 | 0 | -0.6 | 0 | 0 | 0.277 | 0.723 | 0 | 0 | 5 | 0 | 1 | 1.808 | 0 | 0 | 17 | 0 | 10 | 100 | 0 | 0.2 |  | 0.9 | 10.7 | 0 | -0.6 | 0 | 0 | 0.277 | 0.723 | 0 | 0 | 5 | 0 | 1 | 1.808 | 0 | 0 | 17 | 0 | 10 | 100 | 0 | 0.2 |  | 0.1 | 0 | 0.9 | 0.99 | 0.5 | 0.5 | 0.6 | 0.8 | -0.6 | -0.8 |  | 0.1 | 0.9 | 0.5 |  |  |  | 10 | 1 | 1 | 1 | 1 | 1 | 0 | 0.5 | 0.3645 | -0.4 | 0.395 | [12 empty] | max-BEV SOC>0
d.2 | h.3 | [7 empty] | 0.6 | 16.4 | 0 | 0.6 | 0 | 0 | 2.033 | -0.0328 | 0 | 0 | 1 | 0 | 2 | 5.259 | 7 | 0 | 7 | 46.667 | 13.333 | 0 | 0 | 0.267 |  | 0.6 | 16.4 | 0 | 0.6 | 0 | 0 | 2.033 | -0.0328 | 0 | 0 | 1 | 0 | 2 | 5.259 | 7 | 0 | 7 | 46.667 | 13.333 | 0 | 0 | 0.267 |  | 0.1 | 0 | 0.9 | 0.99 | 0.5 | 0.5 | 0.6 | 0.8 | -0.6 | -0.8 |  | 0.1 | 0.9 | 0.5 |  |  |  | 10 | 1 | 1 | 1 | 1 | 1 | 1 | 0.5 | 0.32805 | 0.2 | -0.328 | [12 empty] | 44.9 | 44.9 | 53 | 63 | 80 | 80
[9 empty] | d.1 | d.2 | [44 empty] | SOC min |  | SOC max |  | SOC start |  | MAX dis |  | MIN ch | [15 empty] | 0.5 | 0.29525 | -0.4 | -0.2952 | [12 empty] | BEV SOC-min>0
d.1 | h.1 | [6 empty] | Days per type | 190 | 175 | [44 empty] | 0.1 | 0 | 0.9 | 0.99 | 0.5 | 0.5 | 0.6 | 0.8 | -0.6 | -0.8 |  | 10 | 90 | 50 | [26 empty] | 35.1 | 35.1 | 27 | 17 | 0 | 0
d.1 | h.2 | [53 empty] | 0.1 | 0 | 0.9 | 0.99 | 0.5 | 0.5 | 0.6 | 0.8 | -0.6 | -0.8 |  | 10 | 90 | 50
d.1 | h.3 | [53 empty] | 0.1 | 0 | 0.9 | 0.99 | 0.5 | 0.5 | 0.6 | 0.8 | -0.6 | -0.8 |  | 10 | 90 | 50
d.2 | h.1 | [53 empty] | 0.1 | 0 | 0.9 | 0.99 | 0.5 | 0.5 | 0.6 | 0.8 | -0.6 | -0.8 |  | 10 | 90 | 50
d.2 | h.2 | [53 empty] | 0.1 | 0 | 0.9 | 0.99 | 0.5 | 0.5 | 0.6 | 0.8 | -0.6 | -0.8 |  | 10 | 90 | 50
d.2 | h.3 | [53 empty] | 0.1 | 0 | 0.9 | 0.99 | 0.5 | 0.5 | 0.6 | 0.8 | -0.6 | -0.8 |  | 10 | 90 | 50
[9 empty] | I_hd |  |  | yearly_hours | [42 empty] | Xmax_no_stor
d.1 | h.1 | [7 empty] | 1 | 0 |  | 190 | [42 empty] | 0.3 | 16.4001 | 0 | 7.2 | 5 | 0 | 5 | 0 | 2 | 9999 | 7 | 22 | 500 | 150 | 200 | 99999
d.1 | h.2 | [7 empty] | 1 | 0 |  | 190 | [42 empty] | 0.6 | 16.4001 | 0 | 7.2 | 5 | 0 | 5 | 0 | 2 | 9999 | 0 | 22 | 500 | 150 | 200 | 99999
d.1 | h.3 | [7 empty] | 1 | 0 |  | 190 | [42 empty] | 0.3 | 16.4001 | 0 | 7.2 | 5 | 0 | 5 | 0 | 2 | 9999 | 7 | 22 | 500 | 150 | 200 | 99999
d.2 | h.1 | [7 empty] | 0 | 1 |  | 175 | [42 empty] | 0.6 | 16.4001 | 0 | 7.2 | 5 | 0 | 5 | 0 | 2 | 9999 | 7 | 22 | 500 | 150 | 200 | 99999
d.2 | h.2 | [7 empty] | 0 | 1 |  | 175 | [42 empty] | 0.9 | 16.4001 | 0 | 7.2 | 5 | 0 | 5 | 0 | 2 | 9999 | 0 | 22 | 500 | 150 | 200 | 99999
d.2 | h.3 | [7 empty] | 0 | 1 |  | 175 | [42 empty] | 0.6 | 16.4001 | 0 | 7.2 | 5 | 0 | 5 | 0 | 2 | 9999 | 7 | 22 | 500 | 150 | 200 | 99999
[32 empty] | a.1: C_oper_tot |  | X_agg (no_stor)
d.1 | h.1 | [30 empty] | 0 | 1.64 | 0 | 0 | 0 | 0 | 0 | 0 | 0 | 0 | 0 | 0 | 0 | 2.4234 | 0 | 0 | 0 | 0 | 0 | 0 | 0 | 0.76806 |  | 0.3 | 16.4 | 0 | 6.595 | 5 | 0 | 0 | 0 | 0.5 | 8.078 | 6.9 | 0 | 11.8 | 78.67 | 21.333 | 0.4267 | 0.2 | 0.405
d.1 | h.2 | [30 empty] | 0 | 0.8 | 0 | 0 | 0 | 0 | 0 | 0 | 0 | 0 | 0 | 0 | 0 | 2.25 | 0 | 0 | 0 | 0 | 0 | 0 | 0 | 0 |  | 0.6 | 8 | 0 | 5.4 | 3 | 0 | 0 | 0 | 1 | 7.5 | 0 | 0 | 0 | 0 | 0 | 0 | -0.6 | -0.8
d.1 | h.3 | [30 empty] | 0 | 1.64 | 0 | 0 | 0 | 0 | 0 | 0 | 0 | 0 | 0 | 0 | 0 | 3.3 | 0 | 0 | 0 | 0 | 0 | 0 | 0 | 0 |  | 0.3 | 16.4 | 0 | 7.2 | 5 | 0 | 0 | 0 | 2 | 11 | 6.9 | 0 | 15 | 100 | 0 | 0 | 0.2 | 0.8
d.2 | h.1 | [30 empty] | 0 | 1.64 | 0 | 0 | 0 | 0 | 0 | 0 | 0 | 0 | 0 | 0 | 0 | 0.825 | 0 | 0 | 0 | 0 | 0 | 0 | 0 | 0.36 |  | 0.6 | 16.4 | 0 | 1.8 | 0 | 0 | 1 | 0 | 0.5 | 2.75 | 7 | 0 | 17 | 100 | 10 | 0.2 | 0.6 | -0.8
d.2 | h.2 | [30 empty] | 0 | 1.07 | 0 | 0 | 0 | 0 | 0 | 0 | 0 | 0 | 0 | 0 | 0 | 0.5424 | 0 | 0 | 0 | 0 | 0 | 0 | 0 | 0.36 |  | 0.9 | 10.7 | 0 | 0.277 | 0 | 0 | 5 | 0 | 1 | 1.808 | 0 | 0 | 17 | 100 | 10 | 0.2 | -0.6 | 0.723
d.2 | h.3 | [30 empty] | 0 | 1.64 | 0 | 0 | 0 | 0 | 0 | 0 | 0 | 0 | 0 | 0 | 0 | 1.5777 | 0 | 0 | 0 | 0 | 0 | 0 | 0 | 0.4806 |  | 0.6 | 16.4 | 0 | 2.033 | 0 | 0 | 1 | 0 | 2 | 5.259 | 7 | 0 | 7 | 46.667 | 13.333 | 0.267 | 0.6 | -0.0328
cap_new
[55 empty] | 0 | 10.4001 | 0 | 7.2 | 5 | 0 | 5 | 0 | 2 | 0 | 0 | 0 | 0 | 0 | 0 | 0 | 0 | 0
Tot capacity
[55 empty] | 3 | 16.4001 | 0 | 7.2 | 5 | 0 | 5 | 0 | 2 | 9999 | 7 | 22 | 100 | 150 | 200 | 99999 | 1 | 1
Note on CU44: [Threaded comment] Your version of Excel allows you to read this threaded comment; however, any edits to it will get removed if the file is opened in a newer version of Excel. Learn more: https://go.microsoft.com/fwlink/?linkid=870924 Comment: Su pyesm è ore x tech perchè non c’è un filtro per le 3 tech interessate
Note on BP47: [Threaded comment] Your version of Excel allows you to read this threaded comment; however, any edits to it will get removed if the file is opened in a newer version of Excel. Learn more: https://go.microsoft.com/fwlink/?linkid=870924 Comment: Usato come limite per SOC min/max