## storage
time_day | [21 empty] | d.1 | d.1 | d.1 | d.2 | d.2 | d.2 | [29 empty] | d.1 | d.1 | d.1 | d.2 | d.2 | d.2 |  |  |  |  | d.1 | d.1 | d.1 | d.2 | d.2 | d.2 | d.1 | d.1 | d.1 | d.2 | d.2 | d.2 |  | d.1 | d.1 | d.1 | d.2 | d.2 | d.2
| time_hour | [20 empty] | h.1 | h.2 | h.3 | h.1 | h.2 | h.3 | [29 empty] | h.1 | h.2 | h.3 | h.1 | h.2 | h.3 |  |  |  |  | h.1 | h.2 | h.3 | h.1 | h.2 | h.3 | h.1 | h.2 | h.3 | h.1 | h.2 | h.3 |  | h.1 | h.2 | h.3 | h.1 | h.2 | h.3
needs
|  |  | flows |  |  |  |  | f.1 | f.2 | f.3 | f.4 | f.6 | f.7 | f.8 | f.9 | f.10 | f.11 | f.12 | f.13 | f.14 | f.15 | [23 empty] | non-storage technologies | [9 empty] | Storage technology
|  |  |  | techs | [40 empty] | t.1 | t.2 | t.3a | t.4 | t.6 | t.7 | t.8 | t.9 | t.10 | t.11 | t.12 | t.13
[5 empty] | activ | [23 empty] | a.1 | a.2 | a.3 | a.4 | a.5a | a.5a | a.6 | a.7 | a.8 | a.10 | a.11 | a.12 | a.13 | a.14 | a.15
[6 empty] | name |  | EE PV | EE import National Grid | EE export National Grid | EE storage charge | HW HP | Cooling HP | HW Gas boiler | HW storage | Radiator heating | Floor heating | Cooling AC | Induction cook | Gas cook | Natural Gas supply | [7 empty] | PV | National Grid import | National Grid export | Battery charge | HP heating winter | HP heating summer | HP cooling | Gas boiler | HW storage charge | Radiators | Floor heaters | Air conditioning unit | Induction stove | Gas stove | Natural Gas supply grid |  | PV | National Grid | HP | Gas boiler | Radiators | Floor heaters | Air conditioning unit | Induction stove | Gas stove | Natural Gas supply grid | Battery | HW storage
[7 empty] | unit | kWh | kWh | kWh | kWh | kWh | kWh | kWh | kWh | kWh | kWh | kWh | kWh | kWh | kWh | [7 empty] | kWh | kWh | kWh | kWh | kWh | kWh | kWh | kWh | kWh | kWh | kWh | kWh | kWh | kWh | kWh |  | kWh | kWh | kWh | kWh | kWh | kWh | kWh | kWh | kWh | kWh
[8 empty] | d | [13 empty] | Q | [34 empty] | Y | [6 empty] | Thermal Insulation | TI |  | Q-uX'-Y-curtail = 0 | [5 empty] | d X_f -Q = 0 | [6 empty] | Curtailment | bar: a.1
|  | n.1 |  |  |  | EE | kWh | 1 | 1 | -1 | 1 | 0 | 0 | 0 | 0 | 0 | 0 | 0 | 0 | 0 | 0 | 13.1 | 10.3 | 13.5 | 10.9 | 10.9 | 11.3 |  | 0 | 0 | 0 | 0.0001 | 0.5 | 0.4 | 0.5 | 0 | 0 | 0 | 0 | 0.6 | 1.2 | 0 | 0 | [13 empty] | 10 | 8 | 10 | 10 | 8 | 10 |  | 0 | 1 |  | 0 | 0 | 0 | 0 | 0 | 0 | 0 | 0 | 0 | 0 | 0 | 0 |  | 0 | 0 | 0 | 0 | 0 | 0
|  | n.2 |  |  |  | Hot water | kWh | 0 | 0 | 0 | 0 | 1 | 0 | 1 | 1 | 0 | 0 | 0 | 0 | 0 | 0 | 7 | 4.6 | 8 | 1 | 1 | 2 |  | 0 | 0 | 0 | 0 | 0 | 0 | 0 | 0 | 0.001 | 1.2 | 1.1 | 0 | 0 | 0 | 0 | [13 empty] | 1 | 1 | 2 | 1 | 1 | 2 |  | 0 | 1 |  | 0 | 0 | 0 | 0 | 0 | 0 | 0 | 0 | 0 | 0 | 0 | 0 |  | 0 | 0 | 0 | 0 | 0 | 0
|  | n.3 |  |  |  | Cold | kWh | 0 | 0 | 0 | 0 | 0 | 1 | 0 | 0 | 0 | 0 | 1 | 0 | 0 | 0 | 0 | 0 | 0 | 1 | 5 | 1 |  | 0 | 0 | 0 | 0 | 0 | 0 | 0 | 0 | 0 | 0 | 0 | 0 | 0 | 0 | 0 | [13 empty] | 0 | 0 | 0 | 1 | 5 | 1 |  | 0.05 | 1 |  | 0 | 0 | 0 | 0 | 0 | 0 | 0 | 0 | 0 | 0 | 0 | 0 |  | 0 | 0 | 0 | 0 | 0 | 0
|  | n.4 |  |  |  | Heat | kWh | 0 | 0 | 0 | 0 | 0 | 0 | 0 | 0 | 1 | 1 | 0 | 0 | 0 | 0 | 5 | 3 | 5 | 0 | 0 | 0 |  | 0 | 0 | 0 | 0 | 0 | 0 | 0 | 0 | 0 | 0 | 0 | 0 | 0 | 0 | 0 | [13 empty] | 5 | 3 | 5 | 0 | 0 | 0 |  | -0.1 | 1 |  | 0 | 0 | 0 | 0 | 0 | 0 | 0 | 0 | 0 | 0 | 0 | 0 |  | 0 | 0 | 0 | 0 | 0 | 0
|  | n.5 |  |  |  | Cooking | kWh | 0 | 0 | 0 | 0 | 0 | 0 | 0 | 0 | 0 | 0 | 0 | 1 | 1 | 0 | 0.5 | 1 | 2 | 0.5 | 1 | 2 |  | 0 | 0 | 0 | 0 | 0 | 0 | 0 | 0 | 0 | 0 | 0 | 0 | 0 | 0 | 0 | [13 empty] | 0.5 | 1 | 2 | 0.5 | 1 | 2 |  | 0 | 1 |  | 0 | 0 | 0 | 0 | 0 | 0 | 0 | 0 | 0 | 0 | 0 | 0 |  | 0 | 0 | 0 | 0 | 0 | 0
|  | n.6 |  |  |  | Natural Gas | kWh | 0 | 0 | 0 | 0 | 0 | 0 | 0 | 0 | 0 | 0 | 0 | 0 | 0 | 1 | 1.6388 | 1.5 | 4.1111 | 0.75 | 1.5 | 3 |  | 0 | 0 | 0 | 0 | 0 | 0 | 0 | 1.1111 | 0 | 0 | 0 | 0 | 0 | 1.5 | 0 | [13 empty] | 0 | 0 | 0 | 0 | 0 | 0 |  | 0 | 1 |  | 0 | 0 | -1.1111e-08 | 0 | 0 | 0 | 0 | 0 | 0 | 0 | 0 | 0 |  | 0 | 0 | 0 | 0 | 0 | 0
[8 empty] | I_af | [36 empty] | I_at | [11 empty] | EE constraint | HW constraint | [8 empty] | (Xmax-X_agg_no_stor) ' > 0
[5 empty] | a.1 | PV | kWh | 1 | 0 | 0 | 0 | 0 | 0 | 0 | 0 | 0 | 0 | 0 | 0 | 0 | 0 | opex | capex | min(cost) | [20 empty] | 1 | 0 | 0 | 0 | 0 | 0 | 0 | 0 | 0 | 0 | 0 | 0 | 1 | 0 | PV |  |  |  | Insulation y/n | 0 |  | PV | 5.5511e-17 | 1.1102e-16 | 5.5511e-17 | 1.1102e-16 | -1.1102e-16 | 1.1102e-16
[5 empty] | a.2 | National Grid import | kWh | 0 | 1 | 0 | 0 | 0 | 0 | 0 | 0 | 0 | 0 | 0 | 0 | 0 | 0 | 10.38 | 4380.004 | 4390.384 | [20 empty] | 0 | 1 | 0 | 0 | 0 | 0 | 0 | 0 | 0 | 0 | 0 | 0 | 0 | 0 | National Grid import |  |  |  | TI cost | 10000 |  | National Grid | 0 | 3.1 | 0 | 2.5 | 2.8 | 2.1
[5 empty] | a.3 | National Grid export | kWh | 0 | 0 | 1 | 0 | 0 | 0 | 0 | 0 | 0 | 0 | 0 | 0 | 0 | 0 | [23 empty] | 0 | 1 | 0 | 0 | 0 | 0 | 0 | 0 | 0 | 0 | 0 | 0 | -1 | 0 | National Grid export | [6 empty] | HP winter | 0.79992 | 2.4 | 0 | 5 | 1 | 4
[5 empty] | a.4 | Battery charge | kWh | 0 | 0 | 0 | 1 | 0 | 0 | 0 | 0 | 0 | 0 | 0 | 0 | 0 | 0 | [23 empty] | 0 | 0 | 0 | 0 | 0 | 0 | 0 | 0 | 0 | 0 | 1 | 0 | 1 | 0 | Battery charge | [6 empty] | Gas boiler | 0.20008 | 1 | 0 | 1 | 1 | 1
[5 empty] | a.5a | HP heating winter | kWh | 0 | 0 | 0 | 0 | 1 | 0 | 0 | 0 | 0 | 0 | 0 | 0 | 0 | 0 | [23 empty] | 0 | 0 | 1 | 0 | 0 | 0 | 0 | 0 | 0 | 0 | 0 | 0 | 0 | 1 | HP heating winter | [6 empty] | Thermal insulation | 0 | 2 | 0 | 5 | 5 | 5
[5 empty] | a.5B | HP heating summer | kWh | 0 | 0 | 0 | 0 | 1 | 0 | 0 | 0 | 0 | 0 | 0 | 0 | 0 | 0 | [23 empty] | 0 | 0 | 1 | 0 | 0 | 0 | 0 | 0 | 0 | 0 | 0 | 0 | 0 | 1 | HP heating summer | [7 empty] | 0 | 0 | 0 | 0 | 0 | 0
[5 empty] | a.6 | HP cooling | kWh | 0 | 0 | 0 | 0 | 0 | 1 | 0 | 0 | 0 | 0 | 0 | 0 | 0 | 0 | [23 empty] | 0 | 0 | 1 | 0 | 0 | 0 | 0 | 0 | 0 | 0 | 0 | 0 | 0 | 0 | HP cooling | [6 empty] | Radiators | 0 | 0 | 0 | 0 | 0 | 0
[5 empty] | a.7 | Gas boiler | kWh | 0 | 0 | 0 | 0 | 0 | 0 | 1 | 0 | 0 | 0 | 0 | 0 | 0 | 0 | [23 empty] | 0 | 0 | 0 | 1 | 0 | 0 | 0 | 0 | 0 | 0 | 0 | 0 | 0 | 1 | Gas boiler | [6 empty] | Floor heaters | 0 | 0 | 0 | 0 | 0 | 0
[5 empty] | a.8 | HW storage charge | kWh | 0 | 0 | 0 | 0 | 0 | 0 | 0 | 1 | 0 | 0 | 0 | 0 | 0 | 0 | [23 empty] | 0 | 0 | 0 | 0 | 0 | 0 | 0 | 0 | 0 | 0 | 0 | 1 | 0 | 1 | HW storage charge | [6 empty] | Air conditioning unit | 1.5 | 1 | 0 | 1.5 | 1 | 0
[5 empty] | a.10 | Radiators | kWh | 0 | 0 | 0 | 0 | 0 | 0 | 0 | 0 | 1 | 0 | 0 | 0 | 0 | 0 | [23 empty] | 0 | 0 | 0 | 0 | 1 | 0 | 0 | 0 | 0 | 0 | 0 | 0 | 0 | 0 | Radiators | [6 empty] | Gas stove | 9997.3612 | 9997.5 | 9994.8889 | 9998.25 | 9997.5 | 9996 | [6 empty] | HP winter | 0.79992 | 2.4 | 0 | 0 | 0 | 0
[5 empty] | a.11 | Floor heaters | kWh | 0 | 0 | 0 | 0 | 0 | 0 | 0 | 0 | 0 | 1 | 0 | 0 | 0 | 0 | [23 empty] | 0 | 0 | 0 | 0 | 0 | 1 | 0 | 0 | 0 | 0 | 0 | 0 | 0 | 0 | Floor heaters | [6 empty] | Natural Gas supply grid | [12 empty] | HP summer | 0 | 0 | 0 | 6 | 6 | 5
[5 empty] | a.12 | Air conditioning unit | kWh | 0 | 0 | 0 | 0 | 0 | 0 | 0 | 0 | 0 | 0 | 1 | 0 | 0 | 0 | [23 empty] | 0 | 0 | 0 | 0 | 0 | 0 | 1 | 0 | 0 | 0 | 0 | 0 | 0 | 0 | Air conditioning unit | X_storage
[5 empty] | a.13 | Induction stove | kWh | 0 | 0 | 0 | 0 | 0 | 0 | 0 | 0 | 0 | 0 | 0 | 1 | 0 | 0 | [23 empty] | 0 | 0 | 0 | 0 | 0 | 0 | 0 | 1 | 0 | 0 | 0 | 0 | 0 | 0 | Induction stove | 0 | 0 | [18 empty] | max-SOC>0
[5 empty] | a.14 | Gas stove | kWh | 0 | 0 | 0 | 0 | 0 | 0 | 0 | 0 | 0 | 0 | 0 | 0 | 1 | 0 | [23 empty] | 0 | 0 | 0 | 0 | 0 | 0 | 0 | 0 | 1 | 0 | 0 | 0 | 0 | 0 | Gas stove | 0 | 0 | [18 empty] | 0.4 | 0.4 | 0.8 | 0.8 | 0.8 | 0.8
[5 empty] | a.15 | Natural Gas supply grid | kWh | 0 | 0 | 0 | 0 | 0 | 0 | 0 | 0 | 0 | 0 | 0 | 0 | 0 | 1 | [23 empty] | 0 | 0 | 0 | 0 | 0 | 0 | 0 | 0 | 0 | 1 | 0 | 0 | 0 | 0 | Natural Gas supply grid | 0.4 | 0 | [18 empty] | 0.99 | 0.99 | 0.99 | 0.99 | 0.99 | 0.99
[60 empty] | 0 | 0 | [18 empty] | SOC-min>0
[60 empty] | 0 | 0 | [18 empty] | 0.4 | 0.4 | -2.7756e-17 | -2.7756e-17 | -2.7756e-17 | -2.7756e-17
[6 empty] | Operative costs | €/kWh | [20 empty] | c_o | 0 | 0.1 | -0.05 | 0 | 0 | 0 | 0 | 0 | 0 | 0 | 0 | 0 | 0 | 0 | 0.3 | [16 empty] | 0 | 0 | [18 empty] | 0 | 0 | 0 | 0 | 0 | 0
[6 empty] | Capital costs | €/kW | [36 empty] | c_c | 1000 | 100 | 2000 | 200 | 500 | 1000 | 500 | 1000 | 500 | 0 | 2000 | 200 | [23 empty] | MAX_dis-X_ch>0
[6 empty] | initial capacity | kW | [36 empty] | C_i | 3 | 6 | 7 | 0 | 0 | 0 | 0 | 0 | 0 | 9999 | 1 | 1 | [23 empty] | 0.6 | 0.6 | 0.2 | 0.6 | 0.6 | 0.6
[45 empty] | Capacity factor | [9 empty] | SOC |  | Thh | [22 empty] | 0.8 | 0.8 | 0.8 | 0.8 | 0.8 | 0.8
d.1 | h.1 | [43 empty] | 0.1 | 1 | 1 | 1 | 1 | 1 | 1 | 1 | 1 | 1 | 0.5 | 0 | 1 | 0 | 0 | 0 | 0 | 0 | [17 empty] | X_ch-MIN_ch>0
d.1 | h.2 | [43 empty] | 0.2 | 1 | 1 | 1 | 1 | 1 | 1 | 1 | 1 | 1 | 0.5 | 0 | 1 | 1 | 0 | 0 | 0 | 0 | [17 empty] | 0.6 | 0.6 | 1 | 0.6 | 0.6 | 0.6
d.1 | h.3 | [43 empty] | 0.1 | 1 | 1 | 1 | 1 | 1 | 1 | 1 | 1 | 1 | 0.1 | 0 | 1 | 1 | 1 | 0 | 0 | 0 | [17 empty] | 0.8 | 0.8 | 0.8 | 0.8 | 0.8 | 0.8
d.2 | h.1 | [43 empty] | 0.2 | 1 | 1 | 1 | 1 | 1 | 1 | 1 | 1 | 1 | 0.1 | 0 | 1 | 1 | 1 | 1 | 0 | 0 | [17 empty] | Activity contraints>0
d.2 | h.2 | [43 empty] | 0.3 | 1 | 1 | 1 | 1 | 1 | 1 | 1 | 1 | 1 | 0.1 | 0 | 1 | 1 | 1 | 1 | 1 | 0 | [16 empty] | EE export and storage | 0.3 | 0.6 | 0.7 | 0.6 | 0.9 | 0.6
d.2 | h.3 | [43 empty] | 0.2 | 1 | 1 | 1 | 1 | 1 | 1 | 1 | 1 | 1 | 0.1 | 0 | 1 | 1 | 1 | 1 | 1 | 1 | [16 empty] | HW storage | 7 | 4.6 | 8 | 1 | 1 | 2
[8 empty] | X_flows | [20 empty] | a.1: X_act |  | soc min | HW | soc max | HW | soc start | HW | max dis | HW | min ch | HW |  |  | Thh cooling
d.1 | h.1 | [6 empty] | 0.3 | 12.8 | 0 | 0 | 6.2001 | 0 | 0.79992 | 0 | 5 | 0 | 0 | 0 | 0.5 | 1.6388 | [7 empty] | 0.3 | 12.8 | 0 | 0 | 6.2001 | 0 | 0 | 0.79992 | 0 | 5 | 0 | 0 | 0 | 0.5 | 1.6388 |  | 0.1 | 0 | 0.9 | 0.99 | 0.5 | 0 | 0.6 | 0.8 | -0.6 | -0.8 |  |  | 1 | 0 | 0 | 0 | 0 | 0
d.1 | h.2 | [6 empty] | 0.6 | 9.7 | 0 | 0 | 4.6 | 0 | 0 | 0 | 3 | 0 | 0 | 0 | 1 | 1.5 | [7 empty] | 0.6 | 9.7 | 0 | 0 | 4.6 | 0 | 0 | 0 | 0 | 3 | 0 | 0 | 0 | 1 | 1.5 |  | 0.1 | 0 | 0.9 | 0.99 | 0.5 | 0 | 0.6 | 0.8 | -0.6 | -0.8 |  |  | 1 | 1 | 0 | 0 | 0 | 0
d.1 | h.3 | [6 empty] | 0.3 | 12.8 | 0 | 0.4 | 7 | 0 | 1 | 0 | 5 | 0 | 0 | 0 | 2 | 4.1111 | [7 empty] | 0.3 | 12.8 | 0 | 0.4 | 7 | 0 | 0 | 1 | 0 | 5 | 0 | 0 | 0 | 2 | 4.1111 |  | 0.1 | 0 | 0.9 | 0.99 | 0.5 | 0 | 0.6 | 0.8 | -0.6 | -0.8 |  |  | 1 | 1 | 1 | 0 | 0 | 0
d.2 | h.1 | [6 empty] | 0.6 | 10.3 | 0 | 0 | 1 | 1 | 0 | 0 | 0 | 0 | 0 | 0 | 0.5 | 0.75 | [7 empty] | 0.6 | 10.3 | 0 | 0 | 0 | 1 | 1 | 0 | 0 | 0 | 0 | 0 | 0 | 0.5 | 0.75 |  | 0.1 | 0 | 0.9 | 0.99 | 0.5 | 0 | 0.6 | 0.8 | -0.6 | -0.8 |  |  | 1 | 1 | 1 | 1 | 0 | 0
d.2 | h.2 | [6 empty] | 0.9 | 10 | 0 | 0 | 1 | 5 | 0 | 0 | 0 | 0 | 0 | 0 | 1 | 1.5 | [7 empty] | 0.9 | 10 | 0 | 0 | 0 | 1 | 5 | 0 | 0 | 0 | 0 | 0 | 0 | 1 | 1.5 |  | 0.1 | 0 | 0.9 | 0.99 | 0.5 | 0 | 0.6 | 0.8 | -0.6 | -0.8 |  |  | 1 | 1 | 1 | 1 | 1 | 0
d.2 | h.3 | [6 empty] | 0.6 | 10.7 | 0 | 0 | 2 | 1 | 0 | 0 | 0 | 0 | 0 | 0 | 2 | 3 | [7 empty] | 0.6 | 10.7 | 0 | 0 | 0 | 2 | 1 | 0 | 0 | 0 | 0 | 0 | 0 | 2 | 3 |  | 0.1 | 0 | 0.9 | 0.99 | 0.5 | 0 | 0.6 | 0.8 | -0.6 | -0.8 |  |  | 1 | 1 | 1 | 1 | 1 | 1
[45 empty] | SOC min |  | SOC max |  | soc start |  | MAX dis |  | MIN ch
d.1 | h.1 | [27 empty] | a.5a: 1; a.5a: 0 |  | 0.1 | 0 | 0.9 | 0.99 | 0.5 | 0 | 0.6 | 0.8 | -0.6 | -0.8 |  |  | Start cooling | HW | Cooling factor
d.1 | h.2 | [27 empty] | a.5a: 1; a.5a: 0 |  | 0.1 | 0 | 0.9 | 0.99 | 0.5 | 0 | 0.6 | 0.8 | -0.6 | -0.8 |  |  | 1 | 1 | 0.9
d.1 | h.3 | [27 empty] | a.5a: 1; a.5a: 0 |  | 0.1 | 0 | 0.9 | 0.99 | 0.5 | 0 | 0.6 | 0.8 | -0.6 | -0.8 |  |  | 1 | 0.9
d.2 | h.1 | [27 empty] | a.5a: 0; a.5a: 1 |  | 0.1 | 0 | 0.9 | 0.99 | 0.5 | 0 | 0.6 | 0.8 | -0.6 | -0.8 |  |  | 1 | 0.81
d.2 | h.2 | [27 empty] | a.5a: 0; a.5a: 1 |  | 0.1 | 0 | 0.9 | 0.99 | 0.5 | 0 | 0.6 | 0.8 | -0.6 | -0.8 |  |  | 1 | 0.729
d.2 | h.3 | [27 empty] | a.5a: 0; a.5a: 1 |  | 0.1 | 0 | 0.9 | 0.99 | 0.5 | 0 | 0.6 | 0.8 | -0.6 | -0.8 |  |  | 1 | 0.6561
[29 empty] | a.1: Activity seasonal limit |  | Xmax_no_stor | [11 empty] | 1 | 0.59049
d.1 | h.1 | [27 empty] | a.5a: 7; a.5a: 0 |  | 0.3 | 12.8 | 7 | 1 | 5 | 0 | 0 | 0 | 2 | 9999 |  |  | CHECK FOR ERRORS
d.1 | h.2 | [27 empty] | a.5a: 7; a.5a: 0 |  | 0.6 | 12.8 | 7 | 1 | 5 | 0 | 0 | 0 | 2 | 9999 |  |  | SOC_start_cool |  | SOC_second_part
d.1 | h.3 | [27 empty] | a.5a: 7; a.5a: 0 |  | 0.3 | 12.8 | 7 | 1 | 5 | 0 | 0 | 0 | 2 | 9999 |  |  | 0.5 | 0 | 0 | 0
d.2 | h.1 | [27 empty] | a.5a: 0; a.5a: 7 |  | 0.6 | 12.8 | 7 | 1 | 5 | 0 | 0 | 0 | 2 | 9999 |  |  | 0.5 | 0 | 0 | 0
d.2 | h.2 | [27 empty] | a.5a: 0; a.5a: 7 |  | 0.9 | 12.8 | 7 | 1 | 5 | 0 | 0 | 0 | 2 | 9999 |  |  | 0.5 | 0 | -0.4 | 0
d.2 | h.3 | [27 empty] | a.5a: 0; a.5a: 7 |  | 0.6 | 12.8 | 7 | 1 | 5 | 0 | 0 | 0 | 2 | 9999 |  |  | 0.5 | 0 | -0.4 | 0
[29 empty] | a.1: C_oper_tot |  | X_tech (no_stor) | [11 empty] | 0.5 | 0 | -0.4 | 0
d.1 | h.1 | [27 empty] | 0 | 1.28 | 0 | 0 | 0 | 0 | 0 | 0 | 0 | 0 | 0 | 0 | 0 | 0 | 0.49164 |  | 0.3 | 12.8 | 6.2001 | 0.79992 | 5 | 0 | 0 | 0 | 0.5 | 1.6388 | 0 | 0 | 0.5 | 0 | -0.4 | 0
d.1 | h.2 | [27 empty] | 0 | 0.97 | 0 | 0 | 0 | 0 | 0 | 0 | 0 | 0 | 0 | 0 | 0 | 0 | 0.45 |  | 0.6 | 9.7 | 4.6 | 0 | 3 | 0 | 0 | 0 | 1 | 1.5 | 0 | 0
d.1 | h.3 | [27 empty] | 0 | 1.28 | 0 | 0 | 0 | 0 | 0 | 0 | 0 | 0 | 0 | 0 | 0 | 0 | 1.2333 |  | 0.3 | 12.8 | 7 | 1 | 5 | 0 | 0 | 0 | 2 | 4.1111 | 0.4 | 0
d.2 | h.1 | [27 empty] | 0 | 1.03 | 0 | 0 | 0 | 0 | 0 | 0 | 0 | 0 | 0 | 0 | 0 | 0 | 0.225 |  | 0.6 | 10.3 | 2 | 0 | 0 | 0 | 0 | 0 | 0.5 | 0.75 | 0 | 0
d.2 | h.2 | [27 empty] | 0 | 1 | 0 | 0 | 0 | 0 | 0 | 0 | 0 | 0 | 0 | 0 | 0 | 0 | 0.45 |  | 0.9 | 10 | 6 | 0 | 0 | 0 | 0 | 0 | 1 | 1.5 | 0 | 0
d.2 | h.3 | [27 empty] | 0 | 1.07 | 0 | 0 | 0 | 0 | 0 | 0 | 0 | 0 | 0 | 0 | 0 | 0 | 0.9 |  | 0.6 | 10.7 | 3 | 0 | 0 | 0 | 0 | 0 | 2 | 3 | 0 | 0
[29 empty] | a.1: cap_activ |  | cap_new
[29 empty] | 3 | 12.8 | 12.8 | 1 | 7 | 7 | 7 | 1 | 1 | 5 | 0 | 0 | 0 | 2 | 9999 |  | 0 | 6.8 | 0 | 1 | 5 | 0 | 0 | 0 | 2 | 0 | 0 | 0
cap_tot
[45 empty] | 3 | 12.8 | 7 | 1 | 5 | 0 | 0 | 0 | 2 | 9999 | 1 | 1

## peak_moment_extra_need
time_day | [72 empty] | d.1 | d.1 | d.1 | d.2 | d.2 | d.2 | peak | d.1 | d.1 | d.1 | d.2 | d.2 | d.2 | peak |  |  | d.1 | d.1 | d.1 | d.2 | d.2 | d.2 | peak |  | d.1 | d.1 | d.1 | d.2 | d.2 | d.2 | peak
| time_hour | [71 empty] | h.1 | h.2 | h.3 | h.1 | h.2 | h.3 | peak_hour | h.1 | h.2 | h.3 | h.1 | h.2 | h.3 | peak_hour |  |  | h.1 | h.2 | h.3 | h.1 | h.2 | h.3 | peak_hour |  | h.1 | h.2 | h.3 | h.1 | h.2 | h.3 | peak_hour
needs
|  |  | flows | [5 empty] | f.1 | f.2 | f.3 | f.4 | f.6 | f.7 | f.8 | f.9 | f.10 | f.11 | f.12 | f.13 | f.14 | f.15 | f.16 | f.17 | f.18 | f.19 | f.20 | f.21 | f.22 | f.23 | [24 empty] | non-storage technologies | [9 empty] | BEV storage | [5 empty] | Storage technology
|  |  |  | techs | [50 empty] | t.1 | t.2 | t.3 | t.4 | t.6 | t.7 | t.8 | t.9 | t.10 | t.11 | t.13 | t.14 | t.15 | 7.16 | 7.17 | 7.18 | t.12 | t.13
[5 empty] | activ | [26 empty] | a.1 | a.2 | a.3 | a.4 | a.5 | a.6 | a.7 | a.8 | a.10 | a.11 | a.12 | a.13 | a.14 | a.15 | a.15 | a.16 | a.17 | a.18 | a.19 | a.20 | a.21 | a.22
[6 empty] | name |  |  | EE PV | EE import National Grid | EE export National Grid | EE storage charge | HW HP | Cooling HP | HW Gas boiler | HW storage | Radiator heating | Floor heating | Cooling AC | Induction cook | Gas cook | Natural Gas supply | BEV charge home | BEV charge street | BEV discharge | BEV tr urban | ICEV tr urban | BEV tr motorway | ICEV tr motorway | Fuel ICEV |  | PV | National Grid import | National Grid export | Battery charge | HP heating | HP cooling | Gas boiler | HW storage charge | Radiators | Floor heaters | Air conditioning unit | Induction stove | Gas stove | Natural Gas supply grid | BEV charging home | BEV charging street | BEV discharging | BEV urban | ICEV urban | BEV motorway | ICEV motorway | ICEV fuel |  | PV | National Grid | HP | Gas boiler | Radiators | Floor heaters | Air conditioning unit | Induction stove | Gas stove | Natural Gas supply grid | BEV home | BEV street | BEV discharge | BEV | ICEV | Fuel supply | Battery | HW storage
[7 empty] | unit |  | kWh | kWh | kWh | kWh | kWh | kWh | kWh | kWh | kWh | kWh | kWh | kWh | kWh | kWh | kWh | kWh | kWh | km | km | km | km | L |  | kWh | kWh | kWh | kWh | kWh | kWh | kWh | kWh | kWh | kWh | kWh | kWh | kWh | kWh | kWh | kWh | kWh | km | km | km | km | L |  | kWh | kWh | kWh | kWh | kWh | kWh | kWh | kWh | kWh | kWh | kWh | kWh | kWh | km | km | L | kWh | kWh
[9 empty] | d | [63 empty] | Q_needs | [6 empty] | Y | [6 empty] | Thermal Insulation | TI | Q_n-uX'-Y-curtail = 0 | [7 empty] | Curtailment | bar: a.1
|  | n.1 |  |  |  | EE | kWh |  | 1 | 1 | -1 | 1 | 0 | 0 | 0 | 0 | 0 | 0 | 0 | 0 | 0 | 0 | 0 | 0 | 0 | 0 | 0 | 0 | 0 | 0 |  | 0 | 0 | 0 | 0.0001 | 0.5 | 0.5 | 0 | 0 | 0 | 0 | 0.6 | 1.2 | 0 | 0 | 1 | 0 | 0 | 0 | 0 | 0 | 0 | 0 | [19 empty] | 17 | 8 | 17 | 17.6 | 11 | 17.2667 | 15 | 10 | 8 | 10 | 10 | 8 | 10 | 12 | 0 | 1 | -3.3233e-07 | 0 | -3.3233e-07 | -3.3533e-07 | 0 | 0 | 0 |  | 0 | 0 | 0 | 0 | 0 | 0 | 0
|  | n.2 |  |  |  | Hot water | kWh |  | 0 | 0 | 0 | 0 | 1 | 0 | 1 | 1 | 0 | 0 | 0 | 0 | 0 | 0 | 0 | 0 | 0 | 0 | 0 | 0 | 0 | 0 |  | 0 | 0 | 0 | 0 | 0 | 0 | 0 | 0.001 | 1.2 | 1.1 | 0 | 0 | 0 | 0 | 0 | 0 | 0 | 0 | 0 | 0 | 0 | 0 | [19 empty] | 7 | 4.6 | 8.0004 | 1 | 1 | 2 | 2 | 1 | 1 | 2 | 1 | 1 | 2 | 2 | 0 | 1 | 0 | 0 | 8.8818e-16 | 0 | 0 | 0 | 0 |  | 0 | 0 | 0 | 0 | 0 | 0 | 0
|  | n.3 |  |  |  | Cold | kWh |  | 0 | 0 | 0 | 0 | 0 | 1 | 0 | 0 | 0 | 0 | 1 | 0 | 0 | 0 | 0 | 0 | 0 | 0 | 0 | 0 | 0 | 0 |  | 0 | 0 | 0 | 0 | 0 | 0 | 0 | 0 | 0 | 0 | 0 | 0 | 0 | 0 | 0 | 0 | 0 | 0 | 0 | 0 | 0 | 0 | [19 empty] | 0 | 0 | 0 | 1 | 5 | 1 | 5 | 0 | 0 | 0 | 1 | 5 | 1 | 5 | 0.05 | 1 | 0 | 0 | 0 | 0 | 0 | 0 | 0 |  | 0 | 0 | 0 | 0 | 0 | 0 | 0
|  | n.4 |  |  |  | Heat | kWh |  | 0 | 0 | 0 | 0 | 0 | 0 | 0 | 0 | 1 | 1 | 0 | 0 | 0 | 0 | 0 | 0 | 0 | 0 | 0 | 0 | 0 | 0 |  | 0 | 0 | 0 | 0 | 0 | 0 | 0 | 0 | 0 | 0 | 0 | 0 | 0 | 0 | 0 | 0 | 0 | 0 | 0 | 0 | 0 | 0 | [19 empty] | 5 | 3 | 5 | 0 | 0 | 0 | 0 | 5 | 3 | 5 | 0 | 0 | 0 | 0 | -0.1 | 1 | 0 | 0 | 0 | 0 | 0 | 0 | 0 |  | 0 | 0 | 0 | 0 | 0 | 0 | 0
|  | n.5 |  |  |  | Cooking | kWh |  | 0 | 0 | 0 | 0 | 0 | 0 | 0 | 0 | 0 | 0 | 0 | 1 | 1 | 0 | 0 | 0 | 0 | 0 | 0 | 0 | 0 | 0 |  | 0 | 0 | 0 | 0 | 0 | 0 | 0 | 0 | 0 | 0 | 0 | 0 | 0 | 0 | 0 | 0 | 0 | 0 | 0 | 0 | 0 | 0 | [19 empty] | 0.5 | 1 | 2 | 0.5 | 1 | 2 | 2 | 0.5 | 1 | 2 | 0.5 | 1 | 2 | 2 | 0 | 1 | 0 | 0 | 0 | 0 | 0 | 0 | 0 |  | 0 | 0 | 0 | 0 | 0 | 0 | 0
|  | n.6 |  |  |  | Natural Gas | kWh |  | 0 | 0 | 0 | 0 | 0 | 0 | 0 | 0 | 0 | 0 | 0 | 0 | 0 | 1 | 0 | 0 | 0 | 0 | 0 | 0 | 0 | 0 |  | 0 | 0 | 0 | 0 | 0 | 0 | 1.1111 | 0 | 0 | 0 | 0 | 0 | 1.5 | 0 | 0 | 0 | 0 | 0 | 0 | 0 | 0 | 0 | [19 empty] | 8.5278 | 6.6111 | 11.4393 | 1.8611 | 2.6111 | 5.2222 | 5.2222 | 0 | 0 | 0 | 0 | 0 | 0 | 0 | 0 | 1 | 2.2222e-08 | -1.1111e-08 | 1.1111e-07 | -1.1111e-08 | -1.1111e-08 | -2.2222e-08 | -2.2222e-08 |  | 0 | 0 | 0 | 0 | 0 | 0 | 0
|  | n.7 |  |  |  | BEV battery charge | kWh |  | 0 | 0 | 0 | 0 | 0 | 0 | 0 | 0 | 0 | 0 | 0 | 0 | 0 | 0 | 1 | 1 | 0 | 0 | 0 | 0 | 0 | 0 |  | 0 | 0 | 0 | 0 | 0 | 0 | 0 | 0 | 0 | 0 | 0 | 0 | 0 | 0 | 0 | 0 | 0 | 0 | 0 | 0 | 0 | 0 | [19 empty] | 7 | 0 | 7 | 7 | 0 | 6.6667 | 0 | 0 | 0 | 0 | 0 | 0 | 0 | 0 | 0 | 1 | 0 | 0 | 0 | 0 | 0 | 0 | 0 |  | 7 | 0 | 7 | 7 | 0 | 6.6667 | 0
|  | n.8 |  |  |  | BEV battery discharge | kWh |  | 0 | 0 | 0 | 0 | 0 | 0 | 0 | 0 | 0 | 0 | 0 | 0 | 0 | 0 | 0 | 0 | 1 | 0 | 0 | 0 | 0 | 0 |  | 0 | 0 | 0 | 0 | 0 | 0 | 0 | 0 | 0 | 0 | 0 | 0 | 0 | 0 | 0 | 0 | 0 | 0.15 | 0 | 0.17 | 0 | 0 | [19 empty] | 15 | 0 | 12 | 17 | 17 | 6.6667 | 0 | 0 | 0 | 0 | 0 | 0 | 0 | 0 | 0 | 1 | 0 | 0 | 0 | 0 | 0 | 5e-08 | 0 |  | 0 | 0 | 0 | 0 | 0 | 0 | 0
|  | n.9 |  |  |  | Transport urban | km |  | 0 | 0 | 0 | 0 | 0 | 0 | 0 | 0 | 0 | 0 | 0 | 0 | 0 | 0 | 0 | 0 | 0 | 1 | 1 | 0 | 0 | 0 |  | 0 | 0 | 0 | 0 | 0 | 0 | 0 | 0 | 0 | 0 | 0 | 0 | 0 | 0 | 0 | 0 | 0 | 0 | 0 | 0 | 0 | 0 | [19 empty] | 100 | 0 | 100 | 10 | 10 | 60 | 0 | 100 | 0 | 100 | 10 | 10 | 60 | 0 | 0 | 1 | 0 | 0 | 0 | 0 | 0 | 0 | 0 |  | 0 | 0 | 0 | 0 | 0 | 0 | 0
|  | n.10 |  |  |  | Transport motorway | km |  | 0 | 0 | 0 | 0 | 0 | 0 | 0 | 0 | 0 | 0 | 0 | 0 | 0 | 0 | 0 | 0 | 0 | 0 | 0 | 1 | 1 | 0 |  | 0 | 0 | 0 | 0 | 0 | 0 | 0 | 0 | 0 | 0 | 0 | 0 | 0 | 0 | 0 | 0 | 0 | 0 | 0 | 0 | 0 | 0 | [19 empty] | 0 | 0 | 0 | 100 | 100 | 0 | 0 | 0 | 0 | 0 | 100 | 100 | 0 | 0 | 0 | 1 | 0 | 0 | 0 | 0 | 0 | 0 | 0 |  | 0 | 0 | 0 | 0 | 0 | 0 | 0
[6 empty] | Fuel | L |  | 0 | 0 | 0 | 0 | 0 | 0 | 0 | 0 | 0 | 0 | 0 | 0 | 0 | 0 | 0 | 0 | 0 | 0 | 0 | 0 | 0 | 1 |  | 0 | 0 | 0 | 0 | 0 | 0 | 0 | 0 | 0 | 0 | 0 | 0 | 0 | 0 | 0 | 0 | 0 | 0 | 0.02 | 0 | 0.03 | 0 | [19 empty] | 0 | 0 | 0.4 | 0.2 | 0.2 | 0.31111 | 0 | 0 | 0 | 0 | 0 | 0 | 0 | 0 | 0 | 1 | 0 | 0 | 0 | 0 | 0 | -1e-08 | 0 |  | 0 | 0 | 0 | 0 | 0 | 0 | 0
[9 empty] | I_af | [45 empty] | I_at | [24 empty] | EE constraint | HW constraint | BEV home charge |  | to make BEV soc |  |  | Install TI |  | d*I_af'*X'-Q = 0 | [7 empty] | (Xmax-X_agg_no_stor) ' > 0
[5 empty] | a.1 | PV | kWh |  | 1 | 0 | 0 | 0 | 0 | 0 | 0 | 0 | 0 | 0 | 0 | 0 | 0 | 0 | 0 | 0 | 0 | 0 | 0 | 0 | 0 | 0 |  | a.1: opex; a.2: capex; a.3: min(cost) |  | 1 | 0 | 0 | 0 | 0 | 0 | 0 | 0 | 0 | 0 | 0 | 0 | 0 | 0 | 0 | 0 | 0 | 0 | [7 empty] | 1 | 0 | 1 |  | 0 |  |  | 0 |  | 3.32e-07 | 0 | 3.32e-07 | 3.4e-07 | 0 | 0 | 0 |  | 5.5511e-17 | 1.1102e-16 | 5.5511e-17 | 1.1102e-16 | -1.1102e-16 | 1.1102e-16 | 0
[5 empty] | a.2 | National Grid import | kWh |  | 0 | 1 | 0 | 0 | 0 | 0 | 0 | 0 | 0 | 0 | 0 | 0 | 0 | 0 | 0 | 0 | 0 | 0 | 0 | 0 | 0 | 0 |  | a.1: 3918.7344; a.2: 8585.749; a.3: 12504.4834 |  | 0 | 1 | 0 | 0 | 0 | 0 | 0 | 0 | 0 | 0 | 0 | 0 | 0 | 0 | 0 | 0 | 0 | 0 | [7 empty] | 0 | 0 | 1 |  | 0 |  |  | TI inv cost |  | 0 | 0 | 0 | 0 | 0 | 0 | 0 |  | 0 | 9.2667 | 0 | 0 | 6.5667 | 0 | 1.6667
[5 empty] | a.3 | National Grid export | kWh |  | 0 | 0 | 1 | 0 | 0 | 0 | 0 | 0 | 0 | 0 | 0 | 0 | 0 | 0 | 0 | 0 | 0 | 0 | 0 | 0 | 0 | 0 | [24 empty] | 0 | 1 | 0 | 0 | 0 | 0 | 0 | 0 | 0 | 0 | 0 | 0 | 0 | 0 | 0 | 0 | 0 | 0 | [7 empty] | -1 | 0 | 0 |  | 0 |  |  | 10000 |  | 0 | 0 | 0 | 0 | 0 | 0 | 0 |  | 0 | 0 | 0 | 0 | 0 | 0 | 0
[5 empty] | a.4 | Battery charge | kWh |  | 0 | 0 | 0 | 1 | 0 | 0 | 0 | 0 | 0 | 0 | 0 | 0 | 0 | 0 | 0 | 0 | 0 | 0 | 0 | 0 | 0 | 0 | [24 empty] | 0 | 0 | 0 | 0 | 0 | 0 | 0 | 0 | 0 | 0 | 0 | 0 | 0 | 0 | 0 | 0 | 1 | 0 | [7 empty] | 1 | 0 | 1 |  | 0 |  |  |  |  | 0 | 0 | 0 | 0 | 0 | 0 | 0 |  | 0.59541 | 2.9954 | 0 | 6.5954 | 6.5954 | 5.5954 | 5.5954
[5 empty] | a.5 | HP heating | kWh |  | 0 | 0 | 0 | 0 | 1 | 0 | 0 | 0 | 0 | 0 | 0 | 0 | 0 | 0 | 0 | 0 | 0 | 0 | 0 | 0 | 0 | 0 | [24 empty] | 0 | 0 | 1 | 0 | 0 | 0 | 0 | 0 | 0 | 0 | 0 | 0 | 0 | 0 | 0 | 0 | 0 | 0 | [7 empty] | 0 | 1 | 0 |  | 0 |  |  |  |  | 0 | 0 | 0 | 0 | 0 | 0 | 0 |  | 0 | 2 | 0 | 5 | 5 | 5 | 5
[5 empty] | a.6 | HP cooling | kWh |  | 0 | 0 | 0 | 0 | 0 | 1 | 0 | 0 | 0 | 0 | 0 | 0 | 0 | 0 | 0 | 0 | 0 | 0 | 0 | 0 | 0 | 0 | [24 empty] | 0 | 0 | 1 | 0 | 0 | 0 | 0 | 0 | 0 | 0 | 0 | 0 | 0 | 0 | 0 | 0 | 0 | 0 | [7 empty] | 0 | 0 | 0 |  | 0 |  |  |  |  | 0 | 0 | 0 | 0 | 0 | 0 | 0 |  | 0 | 0 | 0 | 0 | 0 | 0 | 0
[5 empty] | a.7 | Gas boiler | kWh |  | 0 | 0 | 0 | 0 | 0 | 0 | 1 | 0 | 0 | 0 | 0 | 0 | 0 | 0 | 0 | 0 | 0 | 0 | 0 | 0 | 0 | 0 | [24 empty] | 0 | 0 | 0 | 1 | 0 | 0 | 0 | 0 | 0 | 0 | 0 | 0 | 0 | 0 | 0 | 0 | 0 | 0 | [7 empty] | 0 | 1 | 0 |  | 0 |  |  |  |  | 0 | 0 | 0 | 0 | 0 | 0 | 0 |  | 5 | 5 | 5 | 4 | 0 | 4 | 0
[5 empty] | a.8 | HW storage charge | kWh |  | 0 | 0 | 0 | 0 | 0 | 0 | 0 | 1 | 0 | 0 | 0 | 0 | 0 | 0 | 0 | 0 | 0 | 0 | 0 | 0 | 0 | 0 | [24 empty] | 0 | 0 | 0 | 0 | 0 | 0 | 0 | 0 | 0 | 0 | 0 | 0 | 0 | 0 | 0 | 0 | 0 | 1 | [7 empty] | 0 | 1 | 0 |  | 0 |  |  |  |  | 0 | 0 | 0 | 0 | 0 | 0 | 0 |  | 0 | 0 | 0 | 0 | 0 | 0 | 0
[5 empty] | a.9 | Radiators | kWh |  | 0 | 0 | 0 | 0 | 0 | 0 | 0 | 0 | 1 | 0 | 0 | 0 | 0 | 0 | 0 | 0 | 0 | 0 | 0 | 0 | 0 | 0 | [24 empty] | 0 | 0 | 0 | 0 | 1 | 0 | 0 | 0 | 0 | 0 | 0 | 0 | 0 | 0 | 0 | 0 | 0 | 0 | [7 empty] | 0 | 0 | 0 |  | 0 |  |  |  |  | 0 | 0 | 0 | 0 | 0 | 0 | 0 |  | 1.5 | 1 | 0 | 1.5 | 1 | 0 | 0
[5 empty] | a.10 | Floor heaters | kWh |  | 0 | 0 | 0 | 0 | 0 | 0 | 0 | 0 | 0 | 1 | 0 | 0 | 0 | 0 | 0 | 0 | 0 | 0 | 0 | 0 | 0 | 0 | [24 empty] | 0 | 0 | 0 | 0 | 0 | 1 | 0 | 0 | 0 | 0 | 0 | 0 | 0 | 0 | 0 | 0 | 0 | 0 | [7 empty] | 0 | 0 | 0 |  | 0 |  |  |  |  | 0 | 0 | 0 | 0 | 0 | 0 | 0 |  | 9990.4722 | 9992.3889 | 9987.5607 | 9997.1389 | 9996.3889 | 9993.7778 | 9993.7778
[5 empty] | a.11 | Air conditioning unit | kWh |  | 0 | 0 | 0 | 0 | 0 | 0 | 0 | 0 | 0 | 0 | 1 | 0 | 0 | 0 | 0 | 0 | 0 | 0 | 0 | 0 | 0 | 0 | [24 empty] | 0 | 0 | 0 | 0 | 0 | 0 | 1 | 0 | 0 | 0 | 0 | 0 | 0 | 0 | 0 | 0 | 0 | 0 | [7 empty] | 0 | 0 | 0 |  | 0 |  |  |  |  | 0 | 0 | 0 | 0 | 0 | 0 | 0 |  | 0 | 0 | 0 | 0 | 0 | 0.33332 | 0
[5 empty] | a.12 | Induction stove | kWh |  | 0 | 0 | 0 | 0 | 0 | 0 | 0 | 0 | 0 | 0 | 0 | 1 | 0 | 0 | 0 | 0 | 0 | 0 | 0 | 0 | 0 | 0 | [24 empty] | 0 | 0 | 0 | 0 | 0 | 0 | 0 | 1 | 0 | 0 | 0 | 0 | 0 | 0 | 0 | 0 | 0 | 0 | [7 empty] | 0 | 0 | 0 |  | 0 | [12 empty] | 22 | 22 | 22 | 22 | 22 | 22 | 0
[5 empty] | a.13 | Gas stove | kWh |  | 0 | 0 | 0 | 0 | 0 | 0 | 0 | 0 | 0 | 0 | 0 | 0 | 1 | 0 | 0 | 0 | 0 | 0 | 0 | 0 | 0 | 0 | [24 empty] | 0 | 0 | 0 | 0 | 0 | 0 | 0 | 0 | 1 | 0 | 0 | 0 | 0 | 0 | 0 | 0 | 0 | 0 | [7 empty] | 0 | 0 | 0 |  | 0 | [12 empty] | 485 | 500 | 488 | 483 | 483 | 493.3333 | 0
[5 empty] | a.14 | Natural Gas supply grid | kWh |  | 0 | 0 | 0 | 0 | 0 | 0 | 0 | 0 | 0 | 0 | 0 | 0 | 0 | 1 | 0 | 0 | 0 | 0 | 0 | 0 | 0 | 0 | [24 empty] | 0 | 0 | 0 | 0 | 0 | 0 | 0 | 0 | 0 | 1 | 0 | 0 | 0 | 0 | 0 | 0 | 0 | 0 | [7 empty] | 0 | 0 | 0 |  | 0 | [12 empty] | 50 | 150 | 70 | 50 | 50 | 105.5555 | 0
[5 empty] | a.15 | BEV charging home | kWh |  | 0 | 0 | 0 | 0 | 0 | 0 | 0 | 0 | 0 | 0 | 0 | 0 | 0 | 0 | 1 | 0 | 0 | 0 | 0 | 0 | 0 | 0 | [24 empty] | 0 | 0 | 0 | 0 | 0 | 0 | 0 | 0 | 0 | 0 | 1 | 0 | 0 | 0 | 0 | 0 | 0 | 0 | [7 empty] | 0 | 0 | -1 |  | -1 | [12 empty] | 200 | 200 | 180 | 190 | 190 | 184.4445 | 0
[5 empty] | a.16 | BEV charging street | kWh |  | 0 | 0 | 0 | 0 | 0 | 0 | 0 | 0 | 0 | 0 | 0 | 0 | 0 | 0 | 0 | 1 | 0 | 0 | 0 | 0 | 0 | 0 | [24 empty] | 0 | 0 | 0 | 0 | 0 | 0 | 0 | 0 | 0 | 0 | 0 | 1 | 0 | 0 | 0 | 0 | 0 | 0 | [7 empty] | 0 | 0 | 0 |  | -1 | [12 empty] | 99999 | 99999 | 99998.6 | 99998.8 | 99998.8 | 99998.6889 | 0
[5 empty] | a.17 | BEV discharging | kWh |  | 0 | 0 | 0 | 0 | 0 | 0 | 0 | 0 | 0 | 0 | 0 | 0 | 0 | 0 | 0 | 0 | 1 | 0 | 0 | 0 | 0 | 0 | [24 empty] | 0 | 0 | 0 | 0 | 0 | 0 | 0 | 0 | 0 | 0 | 0 | 0 | 1 | 0 | 0 | 0 | 0 | 0 | [7 empty] | 0 | 0 | 0 |  | 1
[5 empty] | a.18 | BEV urban | km |  | 0 | 0 | 0 | 0 | 0 | 0 | 0 | 0 | 0 | 0 | 0 | 0 | 0 | 0 | 0 | 0 | 0 | 1 | 0 | 0 | 0 | 0 | [24 empty] | 0 | 0 | 0 | 0 | 0 | 0 | 0 | 0 | 0 | 0 | 0 | 0 | 0 | 1 | 0 | 0 | 0 | 0 | [7 empty] | 0 | 0 | 0 |  | 0
[5 empty] | a.19 | ICEV urban | km |  | 0 | 0 | 0 | 0 | 0 | 0 | 0 | 0 | 0 | 0 | 0 | 0 | 0 | 0 | 0 | 0 | 0 | 0 | 1 | 0 | 0 | 0 | [24 empty] | 0 | 0 | 0 | 0 | 0 | 0 | 0 | 0 | 0 | 0 | 0 | 0 | 0 | 0 | 1 | 0 | 0 | 0 | [7 empty] | 0 | 0 | 0 |  | 0 | [12 empty] | No new capacity
[5 empty] | a.20 | BEV motorway | km |  | 0 | 0 | 0 | 0 | 0 | 0 | 0 | 0 | 0 | 0 | 0 | 0 | 0 | 0 | 0 | 0 | 0 | 0 | 0 | 1 | 0 | 0 | [24 empty] | 0 | 0 | 0 | 0 | 0 | 0 | 0 | 0 | 0 | 0 | 0 | 0 | 0 | 1 | 0 | 0 | 0 | 0 | [7 empty] | 0 | 0 | 0 |  | 0 | [12 empty] | 0 | 0 | 0 | 0
[5 empty] | a.21 | ICEV motorway | km |  | 0 | 0 | 0 | 0 | 0 | 0 | 0 | 0 | 0 | 0 | 0 | 0 | 0 | 0 | 0 | 0 | 0 | 0 | 0 | 0 | 1 | 0 | [24 empty] | 0 | 0 | 0 | 0 | 0 | 0 | 0 | 0 | 0 | 0 | 0 | 0 | 0 | 0 | 1 | 0 | 0 | 0 | [7 empty] | 0 | 0 | 0 |  | 0
[5 empty] | a.22 | ICEV fuel | L |  | 0 | 0 | 0 | 0 | 0 | 0 | 0 | 0 | 0 | 0 | 0 | 0 | 0 | 0 | 0 | 0 | 0 | 0 | 0 | 0 | 0 | 1 | [24 empty] | 0 | 0 | 0 | 0 | 0 | 0 | 0 | 0 | 0 | 0 | 0 | 0 | 0 | 0 | 0 | 1 | 0 | 0 | [7 empty] | 0 | 0 | 0 |  | 0
Activity contraints>0
[6 empty] | Operative costs | €/- | [23 empty] | c_o | 0 | 0.1 | -0.05 | 0 | 0 | 0 | 0 | 0 | 0 | 0 | 0 | 0 | 0 | 0.3 | 0 | 0.5 | 0 | 0 | 0 | 0 | 0 | 1.8 | [42 empty] | EE export and storage | 0.33332 | 0.6 | 0.33332 | 0.93335 | 0.9 | 0.6 | 0
[6 empty] | Capital costs | €/- | [46 empty] | c_c | 1000 | 100 | 2000 | 200 | 500 | 1000 | 500 | 1000 | 500 | 0 | 1000 | 10000000 | 0 | 200 | 125 | 0 | 2000 | 200 | [23 empty] | HW storage | 7 | 4.6 | 8.0004 | 1 | 1 | 2 | 2
[6 empty] | initial capacity | - | [46 empty] | C_i | 3 | 6 | 0 | 0 | 0 | 0 | 0 | 0 | 0 | 9999 | 7 | 22 | 100 | 150 | 200 | 99999 | 1 | 1 | [23 empty] | BEV charge home | 10 | 8 | 10 | 10.6 | 11 | 10.6 | 15
[55 empty] | Capacity factor | [15 empty] | SOC |  |  | Start cooling | HW | Cooling factor |  |  |  | Thh | [16 empty] | max-SOC>0
d.1 | h.1 | [53 empty] | 0.1 | 1 | 1 | 1 | 1 | 1 | 1 | 1 | 1 | 1 | 1 | 1 | 5 | 1 | 1 | 1 | 0.46668 | 0.5 |  | 1 | 1 | 0.9 |  |  |  | 1 | 0 | 0 | 0 | 0 | 0 | [11 empty] | 0.43332 | 0.43332 | 0.46665 | 0.8 | 0.8 | 0.8
d.1 | h.2 | [53 empty] | 0.2 | 1 | 1 | 1 | 1 | 1 | 1 | 1 | 1 | 1 | 0 | 1 | 5 | 1 | 1 | 1 | 0.46668 | 0.45 |  | 1 | 0.9 |  |  |  |  | 1 | 1 | 0 | 0 | 0 | 0 | [11 empty] | 0.49 | 0.54 | 0.99 | 0.99 | 0.99 | 0.99
d.1 | h.3 | [53 empty] | 0.1 | 1 | 1 | 1 | 1 | 1 | 1 | 1 | 1 | 1 | 1 | 1 | 5 | 1 | 1 | 1 | 0.43335 | 0 |  | 1 | 0.81 |  |  |  |  | 1 | 1 | 1 | 0 | 0 | 0 | [11 empty] | SOC-min>0
d.2 | h.1 | [53 empty] | 0.2 | 1 | 1 | 1 | 1 | 1 | 1 | 1 | 1 | 1 | 1 | 1 | 5 | 1 | 1 | 1 | 0.1 | 0 |  | 1 | 0.729 |  |  |  |  | 1 | 1 | 1 | 1 | 0 | 0 | [11 empty] | 0.36668 | 0.36668 | 0.33335 | -4e-09 | -4e-09 | -4e-09
d.2 | h.2 | [53 empty] | 0.3 | 1 | 1 | 1 | 1 | 1 | 1 | 1 | 1 | 1 | 0 | 1 | 5 | 1 | 1 | 1 | 0.1 | 0 |  | 1 | 0.6561 |  |  |  |  | 1 | 1 | 1 | 1 | 1 | 0 | [11 empty] | 0.5 | 0.45 | 0 | 0 | 0 | 0
d.2 | h.3 | [53 empty] | 0.2 | 1 | 1 | 1 | 1 | 1 | 1 | 1 | 1 | 1 | 1 | 1 | 5 | 1 | 1 | 1 | 0.1 | 0 |  | 1 | 0.59049 |  |  |  |  | 1 | 1 | 1 | 1 | 1 | 1 | [11 empty] | MAX_dis-X_ch>0
peak | peak_hour | [53 empty] | 0 | 1 | 1 | 1 | 1 | 1 | 1 | 1 | 1 | 1 | 0 | 0 | 0 | 0 | 0 | 0 | [26 empty] | 0.56668 | 0.6 | 0.56668 | 0.26665 | 0.6 | 0.6 | 0
[9 empty] | X_flows | [45 empty] | soc min | HW | soc max | HW | soc start | HW | max dis | HW | min ch | HW |  | soc_bev_min | soc_bev_max | soc_bev_start |  |  |  | SOC BEV | [7 empty] | Thh cooling | [16 empty] | 0.8 | 0.8 | 0.395 | 0.8 | 0.8 | 0.8 | 0 | bar: a.1
d.1 | h.1 |  |  |  |  | Production |  |  | 0.3 | 16.6667 | 0 | 0.033323 | 0 | 0 | 7 | 0 | 5 | 0 | 0 | 0 | 0.5 | 8.5278 | 7 | 0 | 15 | 100 | 0 | 0 | 0 | 0 |  | 0.3 | 16.6667 | 0 | 0.033323 | 0 | 0 | 7 | 0 | 5 | 0 | 0 | 0 | 0.5 | 8.5278 | 7 | 0 | 15 | 100 | 0 | 0 | 0 | 0 |  | 0.1 | 0 | 0.9 | 0.99 | 0.5 | 0.5 | 0.6 | 0.8 | -0.6 | -0.8 |  | 0.1 | 0.9 | 0.5 |  |  |  | 42 | [7 empty] | 1 | 0 | 0 | 0 | 0 | 0 | [11 empty] | X_ch-MIN_ch>0
d.1 | h.2 | [7 empty] | 0.6 | 7.4 | 0 | 0 | 0 | 0 | 4.6 | 0 | 3 | 0 | 0 | 0 | 1 | 6.6111 | 0 | 0 | 0 | 0 | 0 | 0 | 0 | 0 |  | 0.6 | 7.4 | 0 | 0 | 0 | 0 | 4.6 | 0 | 3 | 0 | 0 | 0 | 1 | 6.6111 | 0 | 0 | 0 | 0 | 0 | 0 | 0 | 0 |  | 0.1 | 0 | 0.9 | 0.99 | 0.5 | 0.5 | 0.6 | 0.8 | -0.6 | -0.8 |  | 0.1 | 0.9 | 0.5 |  |  |  | 42 | [7 empty] | 0.9 | 1 | 0 | 0 | 0 | 0 | [11 empty] | 0.63332 | 0.6 | 0.63332 | 0.93335 | 0.6 | 0.6 | 0.6
d.1 | h.3 | [7 empty] | 0.3 | 16.6667 | 0 | 0.033323 | 0 | 0 | 7.5954 | 0.405 | 5 | 0 | 0 | 0 | 2 | 11.4393 | 7 | 0 | 12 | 80 | 20 | 0 | 0 | 0.4 |  | 0.3 | 16.6667 | 0 | 0.033323 | 0 | 0 | 7.5954 | 0.405 | 5 | 0 | 0 | 0 | 2 | 11.4393 | 7 | 0 | 12 | 80 | 20 | 0 | 0 | 0.4 |  | 0.1 | 0 | 0.9 | 0.99 | 0.5 | 0.5 | 0.6 | 0.8 | -0.6 | -0.8 |  | 0.1 | 0.9 | 0.5 |  |  |  | 37 | [7 empty] | 0.81 | 0.9 | 1 | 0 | 0 | 0 | [11 empty] | 0.8 | 0.8 | 1.205 | 0.8 | 0.8 | 0.8 | 0.8
d.2 | h.1 | [7 empty] | 0.6 | 16.6667 | 0 | 0.33335 | 0 | 0 | 1 | 0 | 0 | 0 | 1 | 0 | 0.5 | 1.8611 | 7 | 0 | 17 | 0 | 10 | 100 | 0 | 0.2 |  | 0.6 | 16.6667 | 0 | 0.33335 | 0 | 0 | 1 | 0 | 0 | 0 | 1 | 0 | 0.5 | 1.8611 | 7 | 0 | 17 | 0 | 10 | 100 | 0 | 0.2 |  | 0.1 | 0 | 0.9 | 0.99 | 0.5 | 0.5 | 0.6 | 0.8 | -0.6 | -0.8 |  | 0.1 | 0.9 | 0.5 |  |  |  | 27 | [7 empty] | 0.729 | 0.81 | 0.9 | 1 | 0 | 0 | [11 empty] | max-BEV SOC>0
d.2 | h.2 | [7 empty] | 0.9 | 10.1 | 0 | 0 | 0 | 0 | 1 | 0 | 0 | 0 | 5 | 0 | 1 | 2.6111 | 0 | 0 | 17 | 0 | 10 | 100 | 0 | 0.2 |  | 0.9 | 10.1 | 0 | 0 | 0 | 0 | 1 | 0 | 0 | 0 | 5 | 0 | 1 | 2.6111 | 0 | 0 | 17 | 0 | 10 | 100 | 0 | 0.2 |  | 0.1 | 0 | 0.9 | 0.99 | 0.5 | 0.5 | 0.6 | 0.8 | -0.6 | -0.8 |  | 0.1 | 0.9 | 0.5 |  |  |  | 10 | [7 empty] | 0.6561 | 0.729 | 0.81 | 0.9 | 1 | 0 | [11 empty] | 48 | 48 | 53 | 63 | 80 | 80
d.2 | h.3 | [7 empty] | 0.6 | 16.6667 | 0 | 0 | 0 | 0 | 2 | 0 | 0 | 0 | 1 | 0 | 2 | 5.2222 | 6.6667 | 0 | 6.6667 | 44.4445 | 15.5555 | 0 | 0 | 0.31111 |  | 0.6 | 16.6667 | 0 | 0 | 0 | 0 | 2 | 0 | 0 | 0 | 1 | 0 | 2 | 5.2222 | 6.6667 | 0 | 6.6667 | 44.4445 | 15.5555 | 0 | 0 | 0.31111 |  | 0.1 | 0 | 0.9 | 0.99 | 0.5 | 0.5 | 0.6 | 0.8 | -0.6 | -0.8 |  | 0.1 | 0.9 | 0.5 |  |  |  | 10 | [7 empty] | 0.59049 | 0.6561 | 0.729 | 0.81 | 0.9 | 1 | [11 empty] | BEV SOC-min>0
peak | peak_hour | [7 empty] | 0 | 15 | 0 | 0 | 0 | 0 | 2 | 0 | 0 | 0 | 5 | 0 | 2 | 5.2222 | 0 | 0 | 0 | 0 | 0 | 0 | 0 | 0 |  | 0 | 15 | 0 | 0 | 0 | 0 | 2 | 0 | 0 | 0 | 5 | 0 | 2 | 5.2222 | 0 | 0 | 0 | 0 | 0 | 0 | 0 | 0 | [7 empty] | 0 | 0 | -0.6 | -0.8 | [32 empty] | 32 | 32 | 27 | 17 | 0 | 0
[55 empty] | SOC min |  | SOC max |  | SOC start |  | MAX dis |  | MIN ch
d.1 | h.1 | [53 empty] | 0.1 | 0 | 0.9 | 0.99 | 0.5 | 0.5 | 0.6 | 0.8 | -0.6 | -0.8 |  | 10 | 90 | 50
d.1 | h.2 | [53 empty] | 0.1 | 0 | 0.9 | 0.99 | 0.5 | 0.5 | 0.6 | 0.8 | -0.6 | -0.8 |  | 10 | 90 | 50
d.1 | h.3 | [53 empty] | 0.1 | 0 | 0.9 | 0.99 | 0.5 | 0.5 | 0.6 | 0.8 | -0.6 | -0.8 |  | 10 | 90 | 50
d.2 | h.1 | [7 empty] | d.1 | d.2 | peak | [43 empty] | 0.1 | 0 | 0.9 | 0.99 | 0.5 | 0.5 | 0.6 | 0.8 | -0.6 | -0.8 |  | 10 | 90 | 50
d.2 | h.2 | [6 empty] | Days per type | 190 | 175 | 0 | [43 empty] | 0.1 | 0 | 0.9 | 0.99 | 0.5 | 0.5 | 0.6 | 0.8 | -0.6 | -0.8 |  | 10 | 90 | 50
d.2 | h.3 | [53 empty] | 0.1 | 0 | 0.9 | 0.99 | 0.5 | 0.5 | 0.6 | 0.8 | -0.6 | -0.8 |  | 10 | 90 | 50
peak | peak_hour | [59 empty] | 0 | 0 | -0.6 | -0.8
[9 empty] | I_hd |  |  | yearly_hours | [42 empty] | Xmax_no_stor
d.1 | h.1 | [7 empty] | 1 | 0 | 0 | 190 | [42 empty] | 0.3 | 16.6667 | 0 | 7.5954 | 5 | 0 | 5 | 0 | 2 | 9999 | 7 | 22 | 500 | 150 | 200 | 99999
d.1 | h.2 | [7 empty] | 1 | 0 | 0 | 190 | [42 empty] | 0.6 | 16.6667 | 0 | 7.5954 | 5 | 0 | 5 | 0 | 2 | 9999 | 0 | 22 | 500 | 150 | 200 | 99999
d.1 | h.3 | [7 empty] | 1 | 0 | 0 | 190 | [42 empty] | 0.3 | 16.6667 | 0 | 7.5954 | 5 | 0 | 5 | 0 | 2 | 9999 | 7 | 22 | 500 | 150 | 200 | 99999
d.2 | h.1 | [7 empty] | 0 | 1 | 0 | 175 | [42 empty] | 0.6 | 16.6667 | 0 | 7.5954 | 5 | 0 | 5 | 0 | 2 | 9999 | 7 | 22 | 500 | 150 | 200 | 99999
d.2 | h.2 | [7 empty] | 0 | 1 | 0 | 175 | [42 empty] | 0.9 | 16.6667 | 0 | 7.5954 | 5 | 0 | 5 | 0 | 2 | 9999 | 0 | 22 | 500 | 150 | 200 | 99999
d.2 | h.3 | [7 empty] | 0 | 1 | 0 | 175 | [42 empty] | 0.6 | 16.6667 | 0 | 7.5954 | 5 | 0 | 5 | 0 | 2 | 9999 | 7 | 22 | 500 | 150 | 200 | 99999
peak | peak_hour | [7 empty] | 0 | 0 | 1 | 0 | [42 empty] | 0 | 16.6667 | 0 | 7.5954 | 5 | 0 | 5 | 0 | 2 | 9999 | 0 | 0 | 0 | 0 | 0 | 0
[32 empty] | a.1: C_oper_tot |  | X_agg (no_stor)
d.1 | h.1 | [30 empty] | 0 | 1.6667 | 0 | 0 | 0 | 0 | 0 | 0 | 0 | 0 | 0 | 0 | 0 | 2.5583 | 0 | 0 | 0 | 0 | 0 | 0 | 0 | 0 |  | 0.3 | 16.6667 | 0 | 7 | 5 | 0 | 0 | 0 | 0.5 | 8.5278 | 7 | 0 | 15 | 100 | 0 | 0 | 0.033323 | 0
d.1 | h.2 | [30 empty] | 0 | 0.74 | 0 | 0 | 0 | 0 | 0 | 0 | 0 | 0 | 0 | 0 | 0 | 1.9833 | 0 | 0 | 0 | 0 | 0 | 0 | 0 | 0 |  | 0.6 | 7.4 | 0 | 4.6 | 3 | 0 | 0 | 0 | 1 | 6.6111 | 0 | 0 | 0 | 0 | 0 | 0 | 0 | 0
d.1 | h.3 | [30 empty] | 0 | 1.6667 | 0 | 0 | 0 | 0 | 0 | 0 | 0 | 0 | 0 | 0 | 0 | 3.4318 | 0 | 0 | 0 | 0 | 0 | 0 | 0 | 0.72 |  | 0.3 | 16.6667 | 0 | 7.5954 | 5 | 0 | 0 | 0 | 2 | 11.4393 | 7 | 0 | 12 | 80 | 20 | 0.4 | 0.033323 | 0.405
d.2 | h.1 | [30 empty] | 0 | 1.6667 | 0 | 0 | 0 | 0 | 0 | 0 | 0 | 0 | 0 | 0 | 0 | 0.55833 | 0 | 0 | 0 | 0 | 0 | 0 | 0 | 0.36 |  | 0.6 | 16.6667 | 0 | 1 | 0 | 0 | 1 | 0 | 0.5 | 1.8611 | 7 | 0 | 17 | 100 | 10 | 0.2 | 0.33335 | 0
d.2 | h.2 | [30 empty] | 0 | 1.01 | 0 | 0 | 0 | 0 | 0 | 0 | 0 | 0 | 0 | 0 | 0 | 0.78333 | 0 | 0 | 0 | 0 | 0 | 0 | 0 | 0.36 |  | 0.9 | 10.1 | 0 | 1 | 0 | 0 | 5 | 0 | 1 | 2.6111 | 0 | 0 | 17 | 100 | 10 | 0.2 | 0 | 0
d.2 | h.3 | [30 empty] | 0 | 1.6667 | 0 | 0 | 0 | 0 | 0 | 0 | 0 | 0 | 0 | 0 | 0 | 1.5667 | 0 | 0 | 0 | 0 | 0 | 0 | 0 | 0.56 |  | 0.6 | 16.6667 | 0 | 2 | 0 | 0 | 1 | 0 | 2 | 5.2222 | 6.6667 | 0 | 6.6667 | 44.4445 | 15.5555 | 0.31111 | 0 | 0
peak | peak_hour | [30 empty] | 0 | 1.5 | 0 | 0 | 0 | 0 | 0 | 0 | 0 | 0 | 0 | 0 | 0 | 1.5667 | 0 | 0 | 0 | 0 | 0 | 0 | 0 | 0 |  | 0 | 15 | 0 | 2 | 0 | 0 | 5 | 0 | 2 | 5.2222 | 0 | 0 | 0 | 0 | 0 | 0 | 0 | 0
cap_new
[55 empty] | 0 | 10.6667 | 0 | 7.5954 | 5 | 0 | 5 | 0 | 2 | 0 | 0 | 0 | 0 | 0 | 0 | 0 | 0 | 0
Tot capacity
[55 empty] | 3 | 16.6667 | 0 | 7.5954 | 5 | 0 | 5 | 0 | 2 | 9999 | 7 | 22 | 100 | 150 | 200 | 99999 | 1 | 1
Note on CX44: [Threaded comment] Your version of Excel allows you to read this threaded comment; however, any edits to it will get removed if the file is opened in a newer version of Excel. Learn more: https://go.microsoft.com/fwlink/?linkid=870924 Comment: Su pyesm è ore x tech perchè non c’è un filtro per le 3 tech interessate
Note on BP47: [Threaded comment] Your version of Excel allows you to read this threaded comment; however, any edits to it will get removed if the file is opened in a newer version of Excel. Learn more: https://go.microsoft.com/fwlink/?linkid=870924 Comment: Usato come limite per SOC min/max

## multiple_choices
time_day | [78 empty] | d.1 | d.1 | d.1 | d.2 | d.2 | d.2 | peak | d.1 | d.1 | d.1 | d.2 | d.2 | d.2 | peak |  |  | d.1 | d.1 | d.1 | d.2 | d.2 | d.2 | peak |  | d.1 | d.1 | d.1 | d.2 | d.2 | d.2 | peak
| time_hour | [77 empty] | h.1 | h.2 | h.3 | h.1 | h.2 | h.3 | peak_hour | h.1 | h.2 | h.3 | h.1 | h.2 | h.3 | peak_hour |  |  | h.1 | h.2 | h.3 | h.1 | h.2 | h.3 | peak_hour |  | h.1 | h.2 | h.3 | h.1 | h.2 | h.3 | peak_hour
needs
|  |  | flows | [5 empty] | f.1 | f.2 | f.3 | f.4 | f.6 | f.7 | f.8 | f.9 | f.10 | f.11 | f.12 | f.13 | f.14 | f.15 | f.16 | f.17 | f.18 | f.19 | f.20 | f.21 | f.22 | f.23 | [28 empty] | non-storage technologies | [9 empty] | BEV storage | [7 empty] | Storage technology
|  |  |  | techs | [54 empty] | t.1 | t.2 | t.3 | t.4 | t.6 | t.7 | t.8 | t.9 | t.10 | t.11 | t.13 | t.14a | t.14b | t.15 | t.16 | t.17 | t.17b | t.18 | t.12 | t.13
[5 empty] | activ | [26 empty] | a.1 | a.2 | a.3 | a.4 | a.5a | a.5b | a.6 | a.7 | a.8 | a.10 | a.11 | a.12 | a.13 | a.14 | a.15 | a.15 | a.16a | a.16b | a.17 | a.18 | a.19 | a.19b | a.20 | a.21 | a.21b | a.22
[6 empty] | name |  |  | EE PV | EE import National Grid | EE export National Grid | EE storage charge | HW HP | Cooling HP | HW Gas boiler | HW storage | Radiator heating | Floor heating | Cooling AC | Induction cook | Gas cook | Natural Gas supply | BEV charge home | BEV charge street | BEV discharge | BEV tr urban | ICEV tr urban | BEV tr motorway | ICEV tr motorway | Fuel ICEV |  | PV | National Grid import | National Grid export | Battery charge | HP heating winter | HP heating summer | HP cooling | Gas boiler | HW storage charge | Radiators | Floor heaters | Air conditioning unit | Induction stove | Gas stove | Natural Gas supply grid | BEV charging home | BEV charging1 street | BEV charging2 street | BEV discharging | BEV urban | ICEV urban | ICEV2 urban | BEV motorway | ICEV motorway | ICEV2 motorway | ICEV fuel |  | PV | National Grid | HP | Gas boiler | Radiators | Floor heaters | Air conditioning unit | Induction stove | Gas stove | Natural Gas supply grid | BEV home | BEV street1 | BEV street2 | BEV discharge | BEV | ICEV | ICEV2 | Fuel supply | Battery | HW storage
[7 empty] | unit |  | kWh | kWh | kWh | kWh | kWh | kWh | kWh | kWh | kWh | kWh | kWh | kWh | kWh | kWh | kWh | kWh | kWh | km | km | km | km | L |  | kWh | kWh | kWh | kWh | kWh | kWh | kWh | kWh | kWh | kWh | kWh | kWh | kWh | kWh | kWh | kWh | kWh | kWh | kWh | km | km | km | km | km | km | L |  | kWh | kWh | kWh | kWh | kWh | kWh | kWh | kWh | kWh | kWh | kWh | kWh | kWh | kWh | km | km | km | L | kWh | kWh
[9 empty] | d | [69 empty] | Q_needs | [6 empty] | Y | [6 empty] | Thermal Insulation | TI | Q_n-uX'-Y-curtail = 0 | [7 empty] | Curtailment | bar: a.1
|  | n.1 |  |  |  | EE | kWh |  | 1 | 1 | -1 | 1 | 0 | 0 | 0 | 0 | 0 | 0 | 0 | 0 | 0 | 0 | 0 | 0 | 0 | 0 | 0 | 0 | 0 | 0 |  | 0 | 0 | 0 | 0.0001 | 0.5 | 0.4 | 0.5 | 0 | 0 | 0 | 0 | 0.6 | 1.2 | 0 | 0 | 1 | 0 | 0 | 0 | 0 | 0 | 0 | 0 | 0 | 0 | 0 | [21 empty] | 15.3618 | 10.3 | 15.7618 | 15.6618 | 10.9 | 15.6618 | 15.0618 | 10 | 8 | 10 | 10 | 8 | 10 | 12 | 0 | 1 | 0 | 0 | 0 | 0 | 0 | 0 | 0 |  | 0 | 0 | 0 | 0 | 0 | 0 | 0
|  | n.2 |  |  |  | Hot water | kWh |  | 0 | 0 | 0 | 0 | 1 | 0 | 1 | 1 | 0 | 0 | 0 | 0 | 0 | 0 | 0 | 0 | 0 | 0 | 0 | 0 | 0 | 0 |  | 0 | 0 | 0 | 0 | 0 | 0 | 0 | 0 | 0.001 | 1.2 | 1.1 | 0 | 0 | 0 | 0 | 0 | 0 | 0 | 0 | 0 | 0 | 0 | 0 | 0 | 0 | 0 | [21 empty] | 7 | 4.6 | 8.0004 | 1 | 1 | 2 | 2 | 1 | 1 | 2 | 1 | 1 | 2 | 2 | 0 | 1 | 0 | 0 | 8.8818e-16 | 0 | 0 | 0 | 0 |  | 0 | 0 | 0 | 0 | 0 | 0 | 0
|  | n.3 |  |  |  | Cold | kWh |  | 0 | 0 | 0 | 0 | 0 | 1 | 0 | 0 | 0 | 0 | 1 | 0 | 0 | 0 | 0 | 0 | 0 | 0 | 0 | 0 | 0 | 0 |  | 0 | 0 | 0 | 0 | 0 | 0 | 0 | 0 | 0 | 0 | 0 | 0 | 0 | 0 | 0 | 0 | 0 | 0 | 0 | 0 | 0 | 0 | 0 | 0 | 0 | 0 | [21 empty] | 0 | 0 | 0 | 1 | 5 | 1 | 5 | 0 | 0 | 0 | 1 | 5 | 1 | 5 | 0.05 | 1 | 0 | 0 | 0 | 0 | 0 | 0 | 0 |  | 0 | 0 | 0 | 0 | 0 | 0 | 0
|  | n.4 |  |  |  | Heat | kWh |  | 0 | 0 | 0 | 0 | 0 | 0 | 0 | 0 | 1 | 1 | 0 | 0 | 0 | 0 | 0 | 0 | 0 | 0 | 0 | 0 | 0 | 0 |  | 0 | 0 | 0 | 0 | 0 | 0 | 0 | 0 | 0 | 0 | 0 | 0 | 0 | 0 | 0 | 0 | 0 | 0 | 0 | 0 | 0 | 0 | 0 | 0 | 0 | 0 | [21 empty] | 5 | 3 | 5 | 0 | 0 | 0 | 0 | 5 | 3 | 5 | 0 | 0 | 0 | 0 | -0.1 | 1 | 0 | 0 | 0 | 0 | 0 | 0 | 0 |  | 0 | 0 | 0 | 0 | 0 | 0 | 0
|  | n.5 |  |  |  | Cooking | kWh |  | 0 | 0 | 0 | 0 | 0 | 0 | 0 | 0 | 0 | 0 | 0 | 1 | 1 | 0 | 0 | 0 | 0 | 0 | 0 | 0 | 0 | 0 |  | 0 | 0 | 0 | 0 | 0 | 0 | 0 | 0 | 0 | 0 | 0 | 0 | 0 | 0 | 0 | 0 | 0 | 0 | 0 | 0 | 0 | 0 | 0 | 0 | 0 | 0 | [21 empty] | 0.5 | 1 | 2 | 0.5 | 1 | 2 | 2 | 0.5 | 1 | 2 | 0.5 | 1 | 2 | 2 | 0 | 1 | 0 | 0 | 0 | 0 | 0 | 0 | 0 |  | 0 | 0 | 0 | 0 | 0 | 0 | 0
|  | n.6 |  |  |  | Natural Gas | kWh |  | 0 | 0 | 0 | 0 | 0 | 0 | 0 | 0 | 0 | 0 | 0 | 0 | 0 | 1 | 0 | 0 | 0 | 0 | 0 | 0 | 0 | 0 |  | 0 | 0 | 0 | 0 | 0 | 0 | 0 | 1.1111 | 0 | 0 | 0 | 0 | 0 | 1.5 | 0 | 0 | 0 | 0 | 0 | 0 | 0 | 0 | 0 | 0 | 0 | 0 | [21 empty] | 0.75 | 1.5 | 3.6616 | 0.75 | 1.5 | 3 | 3.6616 | 0 | 0 | 0 | 0 | 0 | 0 | 0 | 0 | 1 | 0 | 0 | -1.1111e-08 | 0 | 0 | 0 | -1.1111e-08 |  | 0 | 0 | 0 | 0 | 0 | 0 | 0
|  | n.8 |  |  |  | BEV battery discharge | kWh |  | 0 | 0 | 0 | 0 | 0 | 0 | 0 | 0 | 0 | 0 | 0 | 0 | 0 | 0 | 0 | 0 | 1 | 0 | 0 | 0 | 0 | 0 |  | 0 | 0 | 0 | 0 | 0 | 0 | 0 | 0 | 0 | 0 | 0 | 0 | 0 | 0 | 0 | 0 | 0 | 0 | 0 | 0.15 | 0 | 0 | 0.17 | 0 | 0 | 0 | [21 empty] | 14.8855 | 0 | 0 | 17 | 17 | 4.3618 | 0 | 0 | 0 | 0 | 0 | 0 | 0 | 0 | 0 | 1 | 5e-08 | 0 | 0 | 0 | 0 | 0 | 0 |  | 0 | 0 | 0 | 0 | 0 | 0 | 0
|  | n.9 |  |  |  | Transport urban | km |  | 0 | 0 | 0 | 0 | 0 | 0 | 0 | 0 | 0 | 0 | 0 | 0 | 0 | 0 | 0 | 0 | 0 | 1 | 1 | 0 | 0 | 0 |  | 0 | 0 | 0 | 0 | 0 | 0 | 0 | 0 | 0 | 0 | 0 | 0 | 0 | 0 | 0 | 0 | 0 | 0 | 0 | 0 | 0 | 0 | 0 | 0 | 0 | 0 | [21 empty] | 100 | 0 | 100 | 10 | 10 | 60 | 0 | 100 | 0 | 100 | 10 | 10 | 60 | 0 | 0 | 1 | 0 | 0 | 0 | 0 | 0 | 0 | 0 |  | 0 | 0 | 0 | 0 | 0 | 0 | 0
|  | n.10 |  |  |  | Transport motorway | km |  | 0 | 0 | 0 | 0 | 0 | 0 | 0 | 0 | 0 | 0 | 0 | 0 | 0 | 0 | 0 | 0 | 0 | 0 | 0 | 1 | 1 | 0 |  | 0 | 0 | 0 | 0 | 0 | 0 | 0 | 0 | 0 | 0 | 0 | 0 | 0 | 0 | 0 | 0 | 0 | 0 | 0 | 0 | 0 | 0 | 0 | 0 | 0 | 0 | [21 empty] | 0 | 0 | 0 | 100 | 100 | 0 | 0 | 0 | 0 | 0 | 100 | 100 | 0 | 0 | 0 | 1 | 0 | 0 | 0 | 0 | 0 | 0 | 0 |  | 0 | 0 | 0 | 0 | 0 | 0 | 0
[6 empty] | Fuel | L |  | 0 | 0 | 0 | 0 | 0 | 0 | 0 | 0 | 0 | 0 | 0 | 0 | 0 | 0 | 0 | 0 | 0 | 0 | 0 | 0 | 0 | 1 |  | 0 | 0 | 0 | 0 | 0 | 0 | 0 | 0 | 0 | 0 | 0 | 0 | 0 | 0 | 0 | 0 | 0 | 0 | 0 | 0 | 0.02 | 0.018 | 0 | 0.03 | 0.028 | 0 | [21 empty] | 0.013743 | 0 | 1.8 | 0.18 | 0.18 | 0.55658 | 0 | 0 | 0 | 0 | 0 | 0 | 0 | 0 | 0 | 1 | -6e-11 | 0 | 2.2204e-16 | 0 | 0 | 1.1102e-16 | 0 |  | 0 | 0 | 0 | 0 | 0 | 0 | 0
[9 empty] | I_af | [49 empty] | I_at | [26 empty] | EE constraint | HW constraint | BEV home charge |  | to make BEV soc |  |  | Install TI |  | d*I_af'*X'-Q = 0 | [7 empty] | (Xmax-X_agg_no_stor) ' > 0
[5 empty] | a.1 | PV | kWh |  | 1 | 0 | 0 | 0 | 0 | 0 | 0 | 0 | 0 | 0 | 0 | 0 | 0 | 0 | 0 | 0 | 0 | 0 | 0 | 0 | 0 | 0 |  | a.1: opex; a.2: capex; a.3: min(cost) |  | 1 | 0 | 0 | 0 | 0 | 0 | 0 | 0 | 0 | 0 | 0 | 0 | 0 | 0 | 0 | 0 | 0 | 0 | 0 | 0 | [7 empty] | 1 | 0 | 1 |  | 0 |  |  | 0 |  | 0 | 0 | 0 | 0 | 0 | 0 | 0 |  | 5.5511e-17 | 1.1102e-16 | 5.5511e-17 | 1.1102e-16 | -1.1102e-16 | 1.1102e-16 | 0
[5 empty] | a.2 | National Grid import | kWh |  | 0 | 1 | 0 | 0 | 0 | 0 | 0 | 0 | 0 | 0 | 0 | 0 | 0 | 0 | 0 | 0 | 0 | 0 | 0 | 0 | 0 | 0 |  | a.1: 2980.4208; a.2: 4525.2648; a.3: 7505.6856 |  | 0 | 1 | 0 | 0 | 0 | 0 | 0 | 0 | 0 | 0 | 0 | 0 | 0 | 0 | 0 | 0 | 0 | 0 | 0 | 0 | [7 empty] | 0 | 0 | 1 |  | 0 |  |  | TI inv cost |  | 0 | 0 | 0 | 0 | 0 | 0 | 0 |  | 0 | 5.3618 | 0 | 0 | 5.0618 | 0 | 0
[5 empty] | a.3 | National Grid export | kWh |  | 0 | 0 | 1 | 0 | 0 | 0 | 0 | 0 | 0 | 0 | 0 | 0 | 0 | 0 | 0 | 0 | 0 | 0 | 0 | 0 | 0 | 0 | [28 empty] | 0 | 1 | 0 | 0 | 0 | 0 | 0 | 0 | 0 | 0 | 0 | 0 | 0 | 0 | 0 | 0 | 0 | 0 | 0 | 0 | [7 empty] | -1 | 0 | 0 |  | 0 |  |  | 10000 |  | 0 | 0 | 0 | 0 | 0 | 0 | 0 |  | 0 | 2.4 | 0 | 5 | 1 | 4 | 0.5954
[5 empty] | a.4 | Battery charge | kWh |  | 0 | 0 | 0 | 1 | 0 | 0 | 0 | 0 | 0 | 0 | 0 | 0 | 0 | 0 | 0 | 0 | 0 | 0 | 0 | 0 | 0 | 0 | [28 empty] | 0 | 0 | 0 | 0 | 0 | 0 | 0 | 0 | 0 | 0 | 0 | 0 | 0 | 0 | 0 | 0 | 0 | 0 | 1 | 0 | [7 empty] | 1 | 0 | 1 |  | 0 |  |  |  |  | 0 | 0 | 0 | 0 | 0 | 0 | 0 |  | 0.5954 | 0.5954 | 0 | 0.5954 | 0.5954 | 0.5954 | 0
[5 empty] | a.5a | HP heating winter | kWh |  | 0 | 0 | 0 | 0 | 1 | 0 | 0 | 0 | 0 | 0 | 0 | 0 | 0 | 0 | 0 | 0 | 0 | 0 | 0 | 0 | 0 | 0 | [28 empty] | 0 | 0 | 1 | 0 | 0 | 0 | 0 | 0 | 0 | 0 | 0 | 0 | 0 | 0 | 0 | 0 | 0 | 0 | 0 | 0 | [7 empty] | 0 | 1 | 0 |  | 0 |  |  |  |  | 0 | 0 | 0 | 0 | 0 | 0 | 0 |  | 0 | 2 | 0 | 5 | 5 | 5 | 5
[5 empty] | a.5b | HP heating summer | kWh |  | 0 | 0 | 0 | 0 | 1 | 0 | 0 | 0 | 0 | 0 | 0 | 0 | 0 | 0 | 0 | 0 | 0 | 0 | 0 | 0 | 0 | 0 | [28 empty] | 0 | 0 | 1 | 0 | 0 | 0 | 0 | 0 | 0 | 0 | 0 | 0 | 0 | 0 | 0 | 0 | 0 | 0 | 0 | 0 | [7 empty] | 0 | 1 | 0 |  | 0 |  |  |  |  | 0 | 0 | 0 | 0 | 0 | 0 | 0 |  | 0 | 0 | 0 | 0 | 0 | 0 | 0
[5 empty] | a.6 | HP cooling | kWh |  | 0 | 0 | 0 | 0 | 0 | 1 | 0 | 0 | 0 | 0 | 0 | 0 | 0 | 0 | 0 | 0 | 0 | 0 | 0 | 0 | 0 | 0 | [28 empty] | 0 | 0 | 1 | 0 | 0 | 0 | 0 | 0 | 0 | 0 | 0 | 0 | 0 | 0 | 0 | 0 | 0 | 0 | 0 | 0 | [7 empty] | 0 | 0 | 0 |  | 0 |  |  |  |  | 0 | 0 | 0 | 0 | 0 | 0 | 0 |  | 0 | 0 | 0 | 0 | 0 | 0 | 0
[5 empty] | a.7 | Gas boiler | kWh |  | 0 | 0 | 0 | 0 | 0 | 0 | 1 | 0 | 0 | 0 | 0 | 0 | 0 | 0 | 0 | 0 | 0 | 0 | 0 | 0 | 0 | 0 | [28 empty] | 0 | 0 | 0 | 1 | 0 | 0 | 0 | 0 | 0 | 0 | 0 | 0 | 0 | 0 | 0 | 0 | 0 | 0 | 0 | 0 | [7 empty] | 0 | 1 | 0 |  | 0 |  |  |  |  | -3.3e-07 | 0 | 0 | 0 | 0 | 0 | 0 |  | 0 | 0 | 0 | 0 | 0 | 0 | 0
[5 empty] | a.8 | HW storage charge | kWh |  | 0 | 0 | 0 | 0 | 0 | 0 | 0 | 1 | 0 | 0 | 0 | 0 | 0 | 0 | 0 | 0 | 0 | 0 | 0 | 0 | 0 | 0 | [28 empty] | 0 | 0 | 0 | 0 | 0 | 0 | 0 | 0 | 0 | 0 | 0 | 0 | 0 | 0 | 0 | 0 | 0 | 0 | 0 | 1 | [7 empty] | 0 | 1 | 0 |  | 0 |  |  |  |  | 0 | 0 | 0 | 0 | 0 | 0 | 0 |  | 1.5 | 1 | 0 | 1.5 | 1 | 0 | 0
[5 empty] | a.9 | Radiators | kWh |  | 0 | 0 | 0 | 0 | 0 | 0 | 0 | 0 | 1 | 0 | 0 | 0 | 0 | 0 | 0 | 0 | 0 | 0 | 0 | 0 | 0 | 0 | [28 empty] | 0 | 0 | 0 | 0 | 1 | 0 | 0 | 0 | 0 | 0 | 0 | 0 | 0 | 0 | 0 | 0 | 0 | 0 | 0 | 0 | [7 empty] | 0 | 0 | 0 |  | 0 |  |  |  |  | 0 | 0 | 0 | 0 | 0 | 0 | 0 |  | 9998.25 | 9997.5 | 9995.3384 | 9998.25 | 9997.5 | 9996 | 9995.3384
[5 empty] | a.10 | Floor heaters | kWh |  | 0 | 0 | 0 | 0 | 0 | 0 | 0 | 0 | 0 | 1 | 0 | 0 | 0 | 0 | 0 | 0 | 0 | 0 | 0 | 0 | 0 | 0 | [28 empty] | 0 | 0 | 0 | 0 | 0 | 1 | 0 | 0 | 0 | 0 | 0 | 0 | 0 | 0 | 0 | 0 | 0 | 0 | 0 | 0 | [7 empty] | 0 | 0 | 0 |  | 0 | [12 empty] | 5.1382 | 0 | 4.7382 | 2.2382 | 0 | 2.6382 | 0
[5 empty] | a.11 | Air conditioning unit | kWh |  | 0 | 0 | 0 | 0 | 0 | 0 | 0 | 0 | 0 | 0 | 1 | 0 | 0 | 0 | 0 | 0 | 0 | 0 | 0 | 0 | 0 | 0 | [28 empty] | 0 | 0 | 0 | 0 | 0 | 0 | 1 | 0 | 0 | 0 | 0 | 0 | 0 | 0 | 0 | 0 | 0 | 0 | 0 | 0 | [7 empty] | 0 | 0 | 0 |  | 0 | [12 empty] | 17 | 17 | 17 | 17 | 17 | 17 | 0
[5 empty] | a.12 | Induction stove | kWh |  | 0 | 0 | 0 | 0 | 0 | 0 | 0 | 0 | 0 | 0 | 0 | 1 | 0 | 0 | 0 | 0 | 0 | 0 | 0 | 0 | 0 | 0 | [28 empty] | 0 | 0 | 0 | 0 | 0 | 0 | 0 | 1 | 0 | 0 | 0 | 0 | 0 | 0 | 0 | 0 | 0 | 0 | 0 | 0 | [7 empty] | 0 | 0 | 0 |  | 0 | [12 empty] | 25 | 25 | 25 | 25 | 25 | 25 | 0
[5 empty] | a.13 | Gas stove | kWh |  | 0 | 0 | 0 | 0 | 0 | 0 | 0 | 0 | 0 | 0 | 0 | 0 | 1 | 0 | 0 | 0 | 0 | 0 | 0 | 0 | 0 | 0 | [28 empty] | 0 | 0 | 0 | 0 | 0 | 0 | 0 | 0 | 1 | 0 | 0 | 0 | 0 | 0 | 0 | 0 | 0 | 0 | 0 | 0 | [7 empty] | 0 | 0 | 0 |  | 0 | [12 empty] | 485.1145 | 500 | 500 | 483 | 483 | 495.6382 | 0
[5 empty] | a.14 | Natural Gas supply grid | kWh |  | 0 | 0 | 0 | 0 | 0 | 0 | 0 | 0 | 0 | 0 | 0 | 0 | 0 | 1 | 0 | 0 | 0 | 0 | 0 | 0 | 0 | 0 | [28 empty] | 0 | 0 | 0 | 0 | 0 | 0 | 0 | 0 | 0 | 1 | 0 | 0 | 0 | 0 | 0 | 0 | 0 | 0 | 0 | 0 | [7 empty] | 0 | 0 | 0 |  | 0 | [12 empty] | 50.7635 | 150 | 150 | 50 | 50 | 120.9211 | 0
[5 empty] | a.15 | BEV charging home | kWh |  | 0 | 0 | 0 | 0 | 0 | 0 | 0 | 0 | 0 | 0 | 0 | 0 | 0 | 0 | 1 | 0 | 0 | 0 | 0 | 0 | 0 | 0 | [28 empty] | 0 | 0 | 0 | 0 | 0 | 0 | 0 | 0 | 0 | 0 | 1 | 0 | 0 | 0 | 0 | 0 | 0 | 0 | 0 | 0 | [7 empty] | 0 | 0 | -1 |  | -1 | [12 empty] | 199.2365 | 200 | 100 | 190 | 190 | 169.0789 | 0
[5 empty] | a.16a | BEV charging1 street | kWh |  | 0 | 0 | 0 | 0 | 0 | 0 | 0 | 0 | 0 | 0 | 0 | 0 | 0 | 0 | 0 | 1 | 0 | 0 | 0 | 0 | 0 | 0 | [28 empty] | 0 | 0 | 0 | 0 | 0 | 0 | 0 | 0 | 0 | 0 | 0 | 1 | 1 | 0 | 0 | 0 | 0 | 0 | 0 | 0 | [7 empty] | 0 | 0 | 0 |  | -1 | [12 empty] | 199.2365 | 200 | 100 | 190 | 190 | 169.0789 | 0
[5 empty] | a.16b | BEV charging2 street | kWh |  | 0 | 0 | 0 | 0 | 0 | 0 | 0 | 0 | 0 | 0 | 0 | 0 | 0 | 0 | 0 | 1 | 0 | 0 | 0 | 0 | 0 | 0 | [28 empty] | 0 | 0 | 0 | 0 | 0 | 0 | 0 | 0 | 0 | 0 | 0 | 1 | 1 | 0 | 0 | 0 | 0 | 0 | 0 | 0 | [7 empty] | 0 | 0 | 0 |  | -1 | [12 empty] | 99998.9863 | 99999 | 99997.2 | 99998.82 | 99998.82 | 99998.4434 | 0
[5 empty] | a.17 | BEV discharging | kWh |  | 0 | 0 | 0 | 0 | 0 | 0 | 0 | 0 | 0 | 0 | 0 | 0 | 0 | 0 | 0 | 0 | 1 | 0 | 0 | 0 | 0 | 0 | [28 empty] | 0 | 0 | 0 | 0 | 0 | 0 | 0 | 0 | 0 | 0 | 0 | 0 | 0 | 1 | 0 | 0 | 0 | 0 | 0 | 0 | [7 empty] | 0 | 0 | 0 |  | 1
[5 empty] | a.18 | BEV urban | km |  | 0 | 0 | 0 | 0 | 0 | 0 | 0 | 0 | 0 | 0 | 0 | 0 | 0 | 0 | 0 | 0 | 0 | 1 | 0 | 0 | 0 | 0 | [28 empty] | 0 | 0 | 0 | 0 | 0 | 0 | 0 | 0 | 0 | 0 | 0 | 0 | 0 | 0 | 1 | 0 | 0 | 0 | 0 | 0 | [7 empty] | 0 | 0 | 0 |  | 0
[5 empty] | a.19 | ICEV urban | km |  | 0 | 0 | 0 | 0 | 0 | 0 | 0 | 0 | 0 | 0 | 0 | 0 | 0 | 0 | 0 | 0 | 0 | 0 | 1 | 0 | 0 | 0 | [28 empty] | 0 | 0 | 0 | 0 | 0 | 0 | 0 | 0 | 0 | 0 | 0 | 0 | 0 | 0 | 0 | 1 | 1 | 0 | 0 | 0 | [7 empty] | 0 | 0 | 0 |  | 0
[5 empty] | a.19b | ICEV2 urban | km |  | 0 | 0 | 0 | 0 | 0 | 0 | 0 | 0 | 0 | 0 | 0 | 0 | 0 | 0 | 0 | 0 | 0 | 0 | 1 | 0 | 0 | 0 | [28 empty] | 0 | 0 | 0 | 0 | 0 | 0 | 0 | 0 | 0 | 0 | 0 | 0 | 0 | 0 | 0 | 1 | 1 | 0 | 0 | 0 | [7 empty] | 0 | 0 | 0 |  | 0 | [12 empty] | No new capacity
[5 empty] | a.20 | BEV motorway | km |  | 0 | 0 | 0 | 0 | 0 | 0 | 0 | 0 | 0 | 0 | 0 | 0 | 0 | 0 | 0 | 0 | 0 | 0 | 0 | 1 | 0 | 0 | [28 empty] | 0 | 0 | 0 | 0 | 0 | 0 | 0 | 0 | 0 | 0 | 0 | 0 | 0 | 0 | 1 | 0 | 0 | 0 | 0 | 0 | [7 empty] | 0 | 0 | 0 |  | 0 | [12 empty] | 0 | 0 | 0 | 0
[5 empty] | a.21 | ICEV motorway | km |  | 0 | 0 | 0 | 0 | 0 | 0 | 0 | 0 | 0 | 0 | 0 | 0 | 0 | 0 | 0 | 0 | 0 | 0 | 0 | 0 | 1 | 0 | [28 empty] | 0 | 0 | 0 | 0 | 0 | 0 | 0 | 0 | 0 | 0 | 0 | 0 | 0 | 0 | 0 | 1 | 1 | 0 | 0 | 0 | [7 empty] | 0 | 0 | 0 |  | 0
[5 empty] | a.21b | ICEV2 motorway | km |  | 0 | 0 | 0 | 0 | 0 | 0 | 0 | 0 | 0 | 0 | 0 | 0 | 0 | 0 | 0 | 0 | 0 | 0 | 0 | 0 | 1 | 0 | [28 empty] | 0 | 0 | 0 | 0 | 0 | 0 | 0 | 0 | 0 | 0 | 0 | 0 | 0 | 0 | 0 | 1 | 1 | 0 | 0 | 0 | [7 empty] | 0 | 0 | 0 |  | 0
[5 empty] | a.22 | ICEV fuel | L |  | 0 | 0 | 0 | 0 | 0 | 0 | 0 | 0 | 0 | 0 | 0 | 0 | 0 | 0 | 0 | 0 | 0 | 0 | 0 | 0 | 0 | 1 | [28 empty] | 0 | 0 | 0 | 0 | 0 | 0 | 0 | 0 | 0 | 0 | 0 | 0 | 0 | 0 | 0 | 0 | 0 | 1 | 0 | 0 | [7 empty] | 0 | 0 | 0 |  | 0
Activity contraints>0
[6 empty] | Operative costs | €/- | [23 empty] | c_o | 0 | 0.1 | -0.05 | 0 | 0 | 0 | 0 | 0 | 0 | 0 | 0 | 0 | 0 | 0 | 0.3 | 0 | 0.4 | 0.5 | 0 | 0 | 0 | 0 | 0 | 0 | 0 | 1.8 | [44 empty] | EE export and storage | 0.3 | 0.6 | 0.7 | 0.6 | 0.9 | 0.6 | 0
[6 empty] | Capital costs | €/- | [50 empty] | c_c | 1000 | 100 | 2000 | 200 | 500 | 1000 | 500 | 1000 | 500 | 0 | 1000 | 10000000 | 10000000 | 0 | 200 | 125 | 130 | 0 | 2000 | 200 | [23 empty] | HW storage | 7 | 4.6 | 8.0004 | 1 | 1 | 2 | 2
[6 empty] | initial capacity | - | [50 empty] | C_i | 3 | 6 | 7 | 0 | 0 | 0 | 0 | 0 | 0 | 9999 | 7 | 17 | 25 | 100 | 150 | 200 | 200 | 99999 | 1 | 1 | [23 empty] | BEV charge home | 13.5 | 10.3 | 13.5 | 10.9 | 10.9 | 11.3 | 15.0618
[59 empty] | Capacity factor | [17 empty] | SOC |  |  | Start cooling | HW | Cooling factor |  |  |  | Thh | [16 empty] | max-SOC>0
d.1 | h.1 | [57 empty] | 0.1 | 1 | 1 | 1 | 1 | 1 | 1 | 1 | 1 | 1 | 1 | 1 | 1 | 5 | 1 | 1 | 1 | 1 | 0.5 | 0.5 |  | 1 | 1 | 0.9 |  |  |  | 1 | 0 | 0 | 0 | 0 | 0 | [11 empty] | 0.4 | 0.4 | 0.8 | 0.8 | 0.8 | 0.8
d.1 | h.2 | [57 empty] | 0.2 | 1 | 1 | 1 | 1 | 1 | 1 | 1 | 1 | 1 | 0 | 1 | 1 | 5 | 1 | 1 | 1 | 1 | 0.5 | 0.45 |  | 1 | 0.9 |  |  |  |  | 1 | 1 | 0 | 0 | 0 | 0 | [11 empty] | 0.49 | 0.54 | 0.99 | 0.99 | 0.99 | 0.99
d.1 | h.3 | [57 empty] | 0.1 | 1 | 1 | 1 | 1 | 1 | 1 | 1 | 1 | 1 | 1 | 1 | 1 | 5 | 1 | 1 | 1 | 1 | 0.1 | 0 |  | 1 | 0.81 |  |  |  |  | 1 | 1 | 1 | 0 | 0 | 0 | [11 empty] | SOC-min>0
d.2 | h.1 | [57 empty] | 0.2 | 1 | 1 | 1 | 1 | 1 | 1 | 1 | 1 | 1 | 1 | 1 | 1 | 5 | 1 | 1 | 1 | 1 | 0.1 | 0 |  | 1 | 0.729 |  |  |  |  | 1 | 1 | 1 | 1 | 0 | 0 | [11 empty] | 0.4 | 0.4 | -2.7756e-17 | -2.7756e-17 | -2.7756e-17 | -2.7756e-17
d.2 | h.2 | [57 empty] | 0.3 | 1 | 1 | 1 | 1 | 1 | 1 | 1 | 1 | 1 | 0 | 1 | 1 | 5 | 1 | 1 | 1 | 1 | 0.1 | 0 |  | 1 | 0.6561 |  |  |  |  | 1 | 1 | 1 | 1 | 1 | 0 | [11 empty] | 0.5 | 0.45 | 0 | 0 | 0 | 0
d.2 | h.3 | [57 empty] | 0.2 | 1 | 1 | 1 | 1 | 1 | 1 | 1 | 1 | 1 | 1 | 1 | 1 | 5 | 1 | 1 | 1 | 1 | 0.1 | 0 |  | 1 | 0.59049 |  |  |  |  | 1 | 1 | 1 | 1 | 1 | 1 | [11 empty] | MAX_dis-X_ch>0
peak | peak_hour | [57 empty] | 0 | 1 | 1 | 1 | 1 | 1 | 1 | 1 | 1 | 1 | 0 | 0 | 0 | 0 | 0 | 0 | 0 | 0 | [26 empty] | 0.6 | 0.6 | 0.2 | 0.6 | 0.6 | 0.6 | 0
[9 empty] | X_flows | [49 empty] | soc min | HW | soc max | HW | soc start | HW | max dis | HW | min ch | HW |  |  | soc_bev_min | soc_bev_max | soc_bev_start |  |  |  |  | SOC BEV | [7 empty] | Thh cooling | [16 empty] | 0.8 | 0.8 | 0.395 | 0.8 | 0.8 | 0.8 | 0 | bar: a.1
d.1 | h.1 |  |  |  |  | Production |  |  | 0.3 | 15.0618 | 0 | 0 | 7 | 0 | 0 | 0 | 5 | 0 | 0 | 0 | 0.5 | 0.75 | 1.8618 | 0 | 14.8855 | 99.2365 | 0.76351 | 0 | 0 | 0.013743 |  | 0.3 | 15.0618 | 0 | 0 | 7 | 0 | 0 | 0 | 0 | 5 | 0 | 0 | 0 | 0.5 | 0.75 | 1.8618 | 0 | 0 | 14.8855 | 99.2365 | 0 | 0.76351 | 0 | 0 | 0 | 0.013743 |  | 0.1 | 0 | 0.9 | 0.99 | 0.5 | 0.5 | 0.6 | 0.8 | -0.6 | -0.8 |  |  | 0.1 | 0.9 | 0.5 |  |  |  |  | 36.9764 | [7 empty] | 1 | 0 | 0 | 0 | 0 | 0 | [11 empty] | X_ch-MIN_ch>0
d.1 | h.2 | [7 empty] | 0.6 | 9.7 | 0 | 0 | 4.6 | 0 | 0 | 0 | 3 | 0 | 0 | 0 | 1 | 1.5 | 0 | 0 | 0 | 0 | 0 | 0 | 0 | 0 |  | 0.6 | 9.7 | 0 | 0 | 4.6 | 0 | 0 | 0 | 0 | 3 | 0 | 0 | 0 | 1 | 1.5 | 0 | 0 | 0 | 0 | 0 | 0 | 0 | 0 | 0 | 0 | 0 |  | 0.1 | 0 | 0.9 | 0.99 | 0.5 | 0.5 | 0.6 | 0.8 | -0.6 | -0.8 |  |  | 0.1 | 0.9 | 0.5 |  |  |  |  | 36.9764 | [7 empty] | 0.9 | 1 | 0 | 0 | 0 | 0 | [11 empty] | 0.6 | 0.6 | 1 | 0.6 | 0.6 | 0.6 | 0.6
d.1 | h.3 | [7 empty] | 0.3 | 15.0618 | 0 | 0.4 | 7 | 0 | 0.5954 | 0.405 | 5 | 0 | 0 | 0 | 2 | 3.6616 | 2.2618 | 0 | 0 | 0 | 100 | 0 | 0 | 1.8 |  | 0.3 | 15.0618 | 0 | 0.4 | 7 | 0 | 0 | 0.5954 | 0.405 | 5 | 0 | 0 | 0 | 2 | 3.6616 | 2.2618 | 0 | 0 | 0 | 0 | 0 | 100 | 0 | 0 | 0 | 1.8 |  | 0.1 | 0 | 0.9 | 0.99 | 0.5 | 0.5 | 0.6 | 0.8 | -0.6 | -0.8 |  |  | 0.1 | 0.9 | 0.5 |  |  |  |  | 39.2382 | [7 empty] | 0.81 | 0.9 | 1 | 0 | 0 | 0 | [11 empty] | 0.8 | 0.8 | 1.205 | 0.8 | 0.8 | 0.8 | 0.8
d.2 | h.1 | [7 empty] | 0.6 | 15.0618 | 0 | 0 | 1 | 1 | 0 | 0 | 0 | 0 | 0 | 0 | 0.5 | 0.75 | 4.7618 | 0 | 17 | 0 | 10 | 100 | 0 | 0.18 |  | 0.6 | 15.0618 | 0 | 0 | 0 | 1 | 1 | 0 | 0 | 0 | 0 | 0 | 0 | 0.5 | 0.75 | 4.7618 | 0 | 0 | 17 | 0 | 0 | 10 | 100 | 0 | 0 | 0.18 |  | 0.1 | 0 | 0.9 | 0.99 | 0.5 | 0.5 | 0.6 | 0.8 | -0.6 | -0.8 |  |  | 0.1 | 0.9 | 0.5 |  |  |  |  | 27 | [7 empty] | 0.729 | 0.81 | 0.9 | 1 | 0 | 0 | [11 empty] | max-BEV SOC>0
d.2 | h.2 | [7 empty] | 0.9 | 10 | 0 | 0 | 1 | 5 | 0 | 0 | 0 | 0 | 0 | 0 | 1 | 1.5 | 0 | 0 | 17 | 0 | 10 | 100 | 0 | 0.18 |  | 0.9 | 10 | 0 | 0 | 0 | 1 | 5 | 0 | 0 | 0 | 0 | 0 | 0 | 1 | 1.5 | 0 | 0 | 0 | 17 | 0 | 0 | 10 | 100 | 0 | 0 | 0.18 |  | 0.1 | 0 | 0.9 | 0.99 | 0.5 | 0.5 | 0.6 | 0.8 | -0.6 | -0.8 |  |  | 0.1 | 0.9 | 0.5 |  |  |  |  | 10 | [7 empty] | 0.6561 | 0.729 | 0.81 | 0.9 | 1 | 0 | [11 empty] | 53.0236 | 53.0236 | 50.7618 | 63 | 80 | 80
d.2 | h.3 | [7 empty] | 0.6 | 15.0618 | 0 | 0 | 2 | 1 | 0 | 0 | 0 | 0 | 0 | 0 | 2 | 3 | 4.3618 | 0 | 4.3618 | 29.0789 | 30.9211 | 0 | 0 | 0.55658 |  | 0.6 | 15.0618 | 0 | 0 | 0 | 2 | 1 | 0 | 0 | 0 | 0 | 0 | 0 | 2 | 3 | 4.3618 | 0 | 0 | 4.3618 | 29.0789 | 0 | 30.9211 | 0 | 0 | 0 | 0.55658 |  | 0.1 | 0 | 0.9 | 0.99 | 0.5 | 0.5 | 0.6 | 0.8 | -0.6 | -0.8 |  |  | 0.1 | 0.9 | 0.5 |  |  |  |  | 10 | [7 empty] | 0.59049 | 0.6561 | 0.729 | 0.81 | 0.9 | 1 | [11 empty] | BEV SOC-min>0
peak | peak_hour | [7 empty] | 0 | 15.0618 | 0 | 0 | 1.4046 | 5 | 0.5954 | 0 | 0 | 0 | 0 | 0 | 2 | 3.6616 | 0 | 0 | 0 | 0 | 0 | 0 | 0 | 0 |  | 0 | 15.0618 | 0 | 0 | 0 | 1.4046 | 5 | 0.5954 | 0 | 0 | 0 | 0 | 0 | 2 | 3.6616 | 0 | 0 | 0 | 0 | 0 | 0 | 0 | 0 | 0 | 0 | 0 | [7 empty] | 0 | 0 | -0.6 | -0.8 | [34 empty] | 26.9764 | 26.9764 | 29.2382 | 17 | 0 | 0
[32 empty] | a.1: C_oper_tot |  | SOC min |  | SOC max |  | SOC start |  | MAX dis |  | MIN ch
d.1 | h.1 | [30 empty] | 0 | 1.5062 | 0 | 0 | 0 | 0 | 0 | 0 | 0 | 0 | 0 | 0 | 0 | 0 | 0.225 | 0 | 0 | 0 | 0 | 0 | 0 | 0 | 0 | 0 | 0 | 0.024738 |  | 0.1 | 0 | 0.9 | 0.99 | 0.5 | 0.5 | 0.6 | 0.8 | -0.6 | -0.8 |  |  | 10 | 90 | 50 | [29 empty] | Season limit >0
d.1 | h.2 | [30 empty] | 0 | 0.97 | 0 | 0 | 0 | 0 | 0 | 0 | 0 | 0 | 0 | 0 | 0 | 0 | 0.45 | 0 | 0 | 0 | 0 | 0 | 0 | 0 | 0 | 0 | 0 | 0 |  | 0.1 | 0 | 0.9 | 0.99 | 0.5 | 0.5 | 0.6 | 0.8 | -0.6 | -0.8 |  |  | 10 | 90 | 50 | [29 empty] | 0 | 2.4 | 0 | 0 | 0 | 0 | 0
d.1 | h.3 | [30 empty] | 0 | 1.5062 | 0 | 0 | 0 | 0 | 0 | 0 | 0 | 0 | 0 | 0 | 0 | 0 | 1.0985 | 0 | 0 | 0 | 0 | 0 | 0 | 0 | 0 | 0 | 0 | 3.24 |  | 0.1 | 0 | 0.9 | 0.99 | 0.5 | 0.5 | 0.6 | 0.8 | -0.6 | -0.8 |  |  | 10 | 90 | 50 | [29 empty] | 0 | 0 | 0 | 6 | 6 | 5 | 5.5954
d.2 | h.1 | [7 empty] | d.1 | d.2 | peak | [20 empty] | 0 | 1.5062 | 0 | 0 | 0 | 0 | 0 | 0 | 0 | 0 | 0 | 0 | 0 | 0 | 0.225 | 0 | 0 | 0 | 0 | 0 | 0 | 0 | 0 | 0 | 0 | 0.324 |  | 0.1 | 0 | 0.9 | 0.99 | 0.5 | 0.5 | 0.6 | 0.8 | -0.6 | -0.8 |  |  | 10 | 90 | 50
d.2 | h.2 | [6 empty] | Days per type | 190 | 175 | 0 | [20 empty] | 0 | 1 | 0 | 0 | 0 | 0 | 0 | 0 | 0 | 0 | 0 | 0 | 0 | 0 | 0.45 | 0 | 0 | 0 | 0 | 0 | 0 | 0 | 0 | 0 | 0 | 0.324 |  | 0.1 | 0 | 0.9 | 0.99 | 0.5 | 0.5 | 0.6 | 0.8 | -0.6 | -0.8 |  |  | 10 | 90 | 50
d.2 | h.3 | [30 empty] | 0 | 1.5062 | 0 | 0 | 0 | 0 | 0 | 0 | 0 | 0 | 0 | 0 | 0 | 0 | 0.9 | 0 | 0 | 0 | 0 | 0 | 0 | 0 | 0 | 0 | 0 | 1.0018 |  | 0.1 | 0 | 0.9 | 0.99 | 0.5 | 0.5 | 0.6 | 0.8 | -0.6 | -0.8 |  |  | 10 | 90 | 50
peak | peak_hour | [30 empty] | 0 | 1.5062 | 0 | 0 | 0 | 0 | 0 | 0 | 0 | 0 | 0 | 0 | 0 | 0 | 1.0985 | 0 | 0 | 0 | 0 | 0 | 0 | 0 | 0 | 0 | 0 | 0 | [7 empty] | 0 | 0 | -0.6 | -0.8
[9 empty] | I_hd |  |  | yearly_hours | [46 empty] | Xmax_no_stor
d.1 | h.1 | [7 empty] | 1 | 0 | 0 | 190 | [19 empty] | a.5a: 1; a.5b: 0 |  | 0.3 | 15.0618 | 7 | 0.5954 | 5 | 0 | 0 | 0 | 2 | 9999 | 7 | 17 | 25 | 500 | 150 | 200 | 200 | 99999
d.1 | h.2 | [7 empty] | 1 | 0 | 0 | 190 | [19 empty] | a.5a: 1; a.5b: 0 |  | 0.6 | 15.0618 | 7 | 0.5954 | 5 | 0 | 0 | 0 | 2 | 9999 | 0 | 17 | 25 | 500 | 150 | 200 | 200 | 99999
d.1 | h.3 | [7 empty] | 1 | 0 | 0 | 190 | [19 empty] | a.5a: 1; a.5b: 0 |  | 0.3 | 15.0618 | 7 | 0.5954 | 5 | 0 | 0 | 0 | 2 | 9999 | 7 | 17 | 25 | 500 | 150 | 200 | 200 | 99999
d.2 | h.1 | [7 empty] | 0 | 1 | 0 | 175 | [19 empty] | a.5a: 0; a.5b: 1 |  | 0.6 | 15.0618 | 7 | 0.5954 | 5 | 0 | 0 | 0 | 2 | 9999 | 7 | 17 | 25 | 500 | 150 | 200 | 200 | 99999
d.2 | h.2 | [7 empty] | 0 | 1 | 0 | 175 | [19 empty] | a.5a: 0; a.5b: 1 |  | 0.9 | 15.0618 | 7 | 0.5954 | 5 | 0 | 0 | 0 | 2 | 9999 | 0 | 17 | 25 | 500 | 150 | 200 | 200 | 99999
d.2 | h.3 | [7 empty] | 0 | 1 | 0 | 175 | [19 empty] | a.5a: 0; a.5b: 1 |  | 0.6 | 15.0618 | 7 | 0.5954 | 5 | 0 | 0 | 0 | 2 | 9999 | 7 | 17 | 25 | 500 | 150 | 200 | 200 | 99999
peak | peak_hour | [7 empty] | 0 | 0 | 1 | 0 | [19 empty] | a.5a: 0; a.5b: 1 |  | 0 | 15.0618 | 7 | 0.5954 | 5 | 0 | 0 | 0 | 2 | 9999 | 0 | 0 | 0 | 0 | 0 | 0 | 0 | 0
[32 empty] | a.1: Activity seasonal limit |  | X_agg (no_stor)
d.1 | h.1 | [30 empty] | a.5a: 7; a.5b: 0 |  | 0.3 | 15.0618 | 7 | 0 | 5 | 0 | 0 | 0 | 0.5 | 0.75 | 1.8618 | 0 | 0 | 14.8855 | 99.2365 | 0.76351 | 0.76351 | 0.013743 | 0 | 0
d.1 | h.2 | [30 empty] | a.5a: 7; a.5b: 0 |  | 0.6 | 9.7 | 4.6 | 0 | 3 | 0 | 0 | 0 | 1 | 1.5 | 0 | 0 | 0 | 0 | 0 | 0 | 0 | 0 | 0 | 0
d.1 | h.3 | [30 empty] | a.5a: 7; a.5b: 0 |  | 0.3 | 15.0618 | 7 | 0.5954 | 5 | 0 | 0 | 0 | 2 | 3.6616 | 2.2618 | 0 | 0 | 0 | 0 | 100 | 100 | 1.8 | 0.4 | 0.405
d.2 | h.1 | [30 empty] | a.5a: 0; a.5b: 7 |  | 0.6 | 15.0618 | 2 | 0 | 0 | 0 | 0 | 0 | 0.5 | 0.75 | 4.7618 | 0 | 0 | 17 | 100 | 10 | 10 | 0.18 | 0 | 0
d.2 | h.2 | [30 empty] | a.5a: 0; a.5b: 7 |  | 0.9 | 10 | 6 | 0 | 0 | 0 | 0 | 0 | 1 | 1.5 | 0 | 0 | 0 | 17 | 100 | 10 | 10 | 0.18 | 0 | 0
d.2 | h.3 | [30 empty] | a.5a: 0; a.5b: 7 |  | 0.6 | 15.0618 | 3 | 0 | 0 | 0 | 0 | 0 | 2 | 3 | 4.3618 | 0 | 0 | 4.3618 | 29.0789 | 30.9211 | 30.9211 | 0.55658 | 0 | 0
peak | peak_hour | [30 empty] | a.5a: 0; a.5b: 7 |  | 0 | 15.0618 | 6.4046 | 0.5954 | 0 | 0 | 0 | 0 | 2 | 3.6616 | 0 | 0 | 0 | 0 | 0 | 0 | 0 | 0 | 0 | 0
cap_new
[59 empty] | 0 | 9.0618 | 0 | 0.5954 | 5 | 0 | 0 | 0 | 2 | 0 | 0 | 0 | 0 | 0 | 0 | 0 | 0 | 0 | 0 | 0
[32 empty] | a.1: Activity capacity |  | Tot capacity
[32 empty] | 3 | 15.0618 | 15.0618 | 1 | 7 | 7 | 7 | 0.5954 | 1 | 5 | 0 | 0 | 0 | 2 | 9999 | 7 | 42 | 42 | 100 | 150 | 400 | 400 | 150 | 400 | 400 | 99999 |  | 3 | 15.0618 | 7 | 0.5954 | 5 | 0 | 0 | 0 | 2 | 9999 | 7 | 17 | 25 | 100 | 150 | 200 | 200 | 99999 | 1 | 1
Note on DD47: [Threaded comment] Your version of Excel allows you to read this threaded comment; however, any edits to it will get removed if the file is opened in a newer version of Excel. Learn more: https://go.microsoft.com/fwlink/?linkid=870924 Comment: Su pyesm è ore x tech perchè non c’è un filtro per le 3 tech interessate
Note on BU50: [Threaded comment] Your version of Excel allows you to read this threaded comment; however, any edits to it will get removed if the file is opened in a newer version of Excel. Learn more: https://go.microsoft.com/fwlink/?linkid=870924 Comment: Usato come limite per SOC min/max
min
0≤
0≤
0≤
0≤
0=
0=
0≤
0≤
0=
0≤
0≤
0≤
0≤
0≤
0≤
0≤
0≤
binary

## remove_flows
time_day | [62 empty] | d.1 | d.1 | d.1 | d.2 | d.2 | d.2 | peak | d.1 | d.1 | d.1 | d.2 | d.2 | d.2 | peak |  |  | d.1 | d.1 | d.1 | d.2 | d.2 | d.2 | peak |  | d.1 | d.1 | d.1 | d.2 | d.2 | d.2 | peak
| time_hour | [61 empty] | h.1 | h.2 | h.3 | h.1 | h.2 | h.3 | peak_hour | h.1 | h.2 | h.3 | h.1 | h.2 | h.3 | peak_hour |  |  | h.1 | h.2 | h.3 | h.1 | h.2 | h.3 | peak_hour |  | h.1 | h.2 | h.3 | h.1 | h.2 | h.3 | peak_hour
|  | needs | [6 empty] | n.1 | n.2 | n.3 | n.4 | n.5 | n.6 | n.7 | n.8 | n.9 | n.10
|  |  | flows | [40 empty] | non-storage technologies | [9 empty] | BEV storage | [6 empty] | Storage technology
|  |  |  | techs | [39 empty] | t.1 | t.2 | t.3 | t.4 | t.6 | t.7 | t.8 | t.9 | t.10 | t.11 | t.13 | t.14a | t.14b | t.15 | t.16 | t.17 | t.18 | t.12 | t.13
[5 empty] | activ | [13 empty] | a.1 | a.2 | a.3 | a.4 | a.5a | a.5b | a.6 | a.7 | a.8 | a.10 | a.11 | a.12 | a.13 | a.14 | a.15 | a.15 | a.16a | a.16b | a.17 | a.18 | a.19 | a.20 | a.21 | a.22
[6 empty] | name |  |  | EE | Hot water | Cold | Heat | Cooking | Natural Gas | BEV battery discharge | Transport urban | Transport motorway | Fuel | PV | National Grid import | National Grid export | Battery charge | HP heating winter | HP heating summer | HP cooling | Gas boiler | HW storage charge | Radiators | Floor heaters | Air conditioning unit | Induction stove | Gas stove | Natural Gas supply grid | BEV charging home | BEV charging1 street | BEV charging2 street | BEV discharging | BEV urban | ICEV urban | BEV motorway | ICEV motorway | ICEV fuel |  | PV | National Grid | HP | Gas boiler | Radiators | Floor heaters | Air conditioning unit | Induction stove | Gas stove | Natural Gas supply grid | BEV home | BEV street1 | BEV street2 | BEV discharge | BEV | ICEV | Fuel supply | Battery | HW storage
[7 empty] | unit |  | kWh | kWh | kWh | kWh | kWh | kWh | kWh | km | km | L | kWh | kWh | kWh | kWh | kWh | kWh | kWh | kWh | kWh | kWh | kWh | kWh | kWh | kWh | kWh | kWh | kWh | kWh | kWh | km | km | km | km | L |  | kWh | kWh | kWh | kWh | kWh | kWh | kWh | kWh | kWh | kWh | kWh | kWh | kWh | kWh | km | km | L | kWh | kWh
[63 empty] | Q_needs | [6 empty] | Y | [6 empty] | Thermal Insulation | TI | Q_n-uX'-Y-curtail = 0 | [7 empty] | Curtailment | bar: a.1
|  | n.1 |  |  |  | EE | kWh |  | opex | capex | min(cost) | [7 empty] | 0 | 0 | 0 | 0.0001 | 0.5 | 0.4 | 0.5 | 0 | 0 | 0 | 0 | 0.6 | 1.2 | 0 | 0 | 1 | 0 | 0 | 0 | 0 | 0 | 0 | 0 | 0 | [20 empty] | 15.3618 | 10.3 | 15.7618 | 15.6618 | 10.9 | 15.6618 | 15.0618 | 10 | 8 | 10 | 10 | 8 | 10 | 12 | 0 | 1 | 0 | 0 | 0 | 0 | 0 | 0 | 0 |  | 0 | 0 | 0 | 0 | 0 | 0 | 0
|  | n.2 |  |  |  | Hot water | kWh |  | 2980.4208 | 4525.2648 | 7505.6856 | [7 empty] | 0 | 0 | 0 | 0 | 0 | 0 | 0 | 0 | 0.001 | 1.2 | 1.1 | 0 | 0 | 0 | 0 | 0 | 0 | 0 | 0 | 0 | 0 | 0 | 0 | 0 | [20 empty] | 7 | 4.6 | 8.0004 | 1 | 1 | 2 | 2 | 1 | 1 | 2 | 1 | 1 | 2 | 2 | 0 | 1 | 0 | 0 | 8.8818e-16 | 0 | 0 | 0 | 0 |  | 0 | 0 | 0 | 0 | 0 | 0 | 0
|  | n.3 |  |  |  | Cold | kWh | [11 empty] | 0 | 0 | 0 | 0 | 0 | 0 | 0 | 0 | 0 | 0 | 0 | 0 | 0 | 0 | 0 | 0 | 0 | 0 | 0 | 0 | 0 | 0 | 0 | 0 | [20 empty] | 0 | 0 | 0 | 1 | 5 | 1 | 5 | 0 | 0 | 0 | 1 | 5 | 1 | 5 | 0.05 | 1 | 0 | 0 | 0 | 0 | 0 | 0 | 0 |  | 0 | 0 | 0 | 0 | 0 | 0 | 0
|  | n.4 |  |  |  | Heat | kWh | [11 empty] | 0 | 0 | 0 | 0 | 0 | 0 | 0 | 0 | 0 | 0 | 0 | 0 | 0 | 0 | 0 | 0 | 0 | 0 | 0 | 0 | 0 | 0 | 0 | 0 | [20 empty] | 5 | 3 | 5 | 0 | 0 | 0 | 0 | 5 | 3 | 5 | 0 | 0 | 0 | 0 | -0.1 | 1 | 0 | 0 | 0 | 0 | 0 | 0 | 0 |  | 0 | 0 | 0 | 0 | 0 | 0 | 0
|  | n.5 |  |  |  | Cooking | kWh | [11 empty] | 0 | 0 | 0 | 0 | 0 | 0 | 0 | 0 | 0 | 0 | 0 | 0 | 0 | 0 | 0 | 0 | 0 | 0 | 0 | 0 | 0 | 0 | 0 | 0 | [20 empty] | 0.5 | 1 | 2 | 0.5 | 1 | 2 | 2 | 0.5 | 1 | 2 | 0.5 | 1 | 2 | 2 | 0 | 1 | 0 | 0 | 0 | 0 | 0 | 0 | 0 |  | 0 | 0 | 0 | 0 | 0 | 0 | 0
|  | n.6 |  |  |  | Natural Gas | kWh | [11 empty] | 0 | 0 | 0 | 0 | 0 | 0 | 0 | 1.1111 | 0 | 0 | 0 | 0 | 0 | 1.5 | 0 | 0 | 0 | 0 | 0 | 0 | 0 | 0 | 0 | 0 | [20 empty] | 0.75 | 1.5 | 3.6616 | 0.75 | 1.5 | 3 | 3.6616 | 0 | 0 | 0 | 0 | 0 | 0 | 0 | 0 | 1 | 0 | 0 | -1.1111e-08 | 0 | 0 | 0 | -1.1111e-08 |  | 0 | 0 | 0 | 0 | 0 | 0 | 0
|  | n.7 |  |  |  | BEV battery discharge | kWh | [11 empty] | 0 | 0 | 0 | 0 | 0 | 0 | 0 | 0 | 0 | 0 | 0 | 0 | 0 | 0 | 0 | 0 | 0 | 0 | 0 | 0.15 | 0 | 0.17 | 0 | 0 | [20 empty] | 14.8855 | 0 | 0 | 17 | 17 | 4.3618 | 0 | 0 | 0 | 0 | 0 | 0 | 0 | 0 | 0 | 1 | 5e-08 | 0 | 0 | 0 | 0 | 0 | 0 |  | 0 | 0 | 0 | 0 | 0 | 0 | 0
|  | n.8 |  |  |  | Transport urban | km | [11 empty] | 0 | 0 | 0 | 0 | 0 | 0 | 0 | 0 | 0 | 0 | 0 | 0 | 0 | 0 | 0 | 0 | 0 | 0 | 0 | 0 | 0 | 0 | 0 | 0 | [20 empty] | 100 | 0 | 100 | 10 | 10 | 60 | 0 | 100 | 0 | 100 | 10 | 10 | 60 | 0 | 0 | 1 | 0 | 0 | 0 | 0 | 0 | 0 | 0 |  | 0 | 0 | 0 | 0 | 0 | 0 | 0
|  | n.9 |  |  |  | Transport motorway | km | [11 empty] | 0 | 0 | 0 | 0 | 0 | 0 | 0 | 0 | 0 | 0 | 0 | 0 | 0 | 0 | 0 | 0 | 0 | 0 | 0 | 0 | 0 | 0 | 0 | 0 | [20 empty] | 0 | 0 | 0 | 100 | 100 | 0 | 0 | 0 | 0 | 0 | 100 | 100 | 0 | 0 | 0 | 1 | 0 | 0 | 0 | 0 | 0 | 0 | 0 |  | 0 | 0 | 0 | 0 | 0 | 0 | 0
|  | n.10 |  |  |  | Fuel | L | [11 empty] | 0 | 0 | 0 | 0 | 0 | 0 | 0 | 0 | 0 | 0 | 0 | 0 | 0 | 0 | 0 | 0 | 0 | 0 | 0 | 0 | 0.02 | 0 | 0.03 | 0 | [20 empty] | 0.013743 | 0 | 1.8 | 0.18 | 0.18 | 0.55658 | 0 | 0 | 0 | 0 | 0 | 0 | 0 | 0 | 0 | 1 | 0.013743 | 0 | 1.8 | 0.18 | 0.18 | 0.55658 | 0 |  | 0 | 0 | 0 | 0 | 0 | 0 | 0
[9 empty] | d | [34 empty] | I_at | [25 empty] | EE constraint | HW constraint | BEV home charge |  | to make BEV soc |  |  | Install TI |  | d*I_af'*X'-Q = 0 | [7 empty] | (Xmax-X_agg_no_stor) ' > 0
[5 empty] | a.1 | PV | kWh |  | 1 | 0 | 0 | 0 | 0 | 0 | 0 | 0 | 0 | 0 | [25 empty] | 1 | 0 | 0 | 0 | 0 | 0 | 0 | 0 | 0 | 0 | 0 | 0 | 0 | 0 | 0 | 0 | 0 | 0 | 0 | [7 empty] | 1 | 0 | 1 |  | 0 |  |  | 0 |  | 0 | 0 | 0 | 0 | 0 | 0 | 0 |  | 5.5511e-17 | 1.1102e-16 | 5.5511e-17 | 1.1102e-16 | -1.1102e-16 | 1.1102e-16 | 0
[5 empty] | a.2 | National Grid import | kWh |  | 1 | 0 | 0 | 0 | 0 | 0 | 0 | 0 | 0 | 0 | [25 empty] | 0 | 1 | 0 | 0 | 0 | 0 | 0 | 0 | 0 | 0 | 0 | 0 | 0 | 0 | 0 | 0 | 0 | 0 | 0 | [7 empty] | 0 | 0 | 1 |  | 0 |  |  | TI inv cost |  | 0 | 0 | 0 | 0 | 0 | 0 | 0 |  | 0 | 5.3618 | 0 | 0 | 5.0618 | 0 | 0
[5 empty] | a.3 | National Grid export | kWh |  | -1 | 0 | 0 | 0 | 0 | 0 | 0 | 0 | 0 | 0 | [25 empty] | 0 | 1 | 0 | 0 | 0 | 0 | 0 | 0 | 0 | 0 | 0 | 0 | 0 | 0 | 0 | 0 | 0 | 0 | 0 | [7 empty] | -1 | 0 | 0 |  | 0 |  |  | 10000 |  | 0 | 0 | 0 | 0 | 0 | 0 | 0 |  | 0 | 2.4 | 0 | 5 | 1 | 4 | 0.5954
[5 empty] | a.4 | Battery charge | kWh |  | 1 | 0 | 0 | 0 | 0 | 0 | 0 | 0 | 0 | 0 | [25 empty] | 0 | 0 | 0 | 0 | 0 | 0 | 0 | 0 | 0 | 0 | 0 | 0 | 0 | 0 | 0 | 0 | 0 | 1 | 0 | [7 empty] | 1 | 0 | 1 |  | 0 |  |  |  |  | 0 | 0 | 0 | 0 | 0 | 0 | 0 |  | 0.5954 | 0.5954 | 0 | 0.5954 | 0.5954 | 0.5954 | 0
[5 empty] | a.5a | HP heating winter | kWh |  | 0 | 1 | 0 | 0 | 0 | 0 | 0 | 0 | 0 | 0 | [25 empty] | 0 | 0 | 1 | 0 | 0 | 0 | 0 | 0 | 0 | 0 | 0 | 0 | 0 | 0 | 0 | 0 | 0 | 0 | 0 | [7 empty] | 0 | 1 | 0 |  | 0 |  |  |  |  | 0 | 0 | 0 | 0 | 0 | 0 | 0 |  | 0 | 2 | 0 | 5 | 5 | 5 | 5
[5 empty] | a.5b | HP heating summer | kWh |  | 0 | 1 | 0 | 0 | 0 | 0 | 0 | 0 | 0 | 0 | [25 empty] | 0 | 0 | 1 | 0 | 0 | 0 | 0 | 0 | 0 | 0 | 0 | 0 | 0 | 0 | 0 | 0 | 0 | 0 | 0 | [7 empty] | 0 | 1 | 0 |  | 0 |  |  |  |  | 0 | 0 | 0 | 0 | 0 | 0 | 0 |  | 0 | 0 | 0 | 0 | 0 | 0 | 0
[5 empty] | a.6 | HP cooling | kWh |  | 0 | 0 | 1 | 0 | 0 | 0 | 0 | 0 | 0 | 0 | [25 empty] | 0 | 0 | 1 | 0 | 0 | 0 | 0 | 0 | 0 | 0 | 0 | 0 | 0 | 0 | 0 | 0 | 0 | 0 | 0 | [7 empty] | 0 | 0 | 0 |  | 0 |  |  |  |  | 0 | 0 | 0 | 0 | 0 | 0 | 0 |  | 0 | 0 | 0 | 0 | 0 | 0 | 0
[5 empty] | a.7 | Gas boiler | kWh |  | 0 | 1 | 0 | 0 | 0 | 0 | 0 | 0 | 0 | 0 | [25 empty] | 0 | 0 | 0 | 1 | 0 | 0 | 0 | 0 | 0 | 0 | 0 | 0 | 0 | 0 | 0 | 0 | 0 | 0 | 0 | [7 empty] | 0 | 1 | 0 |  | 0 |  |  |  |  | -0.76351 | 0 | -100 | -10 | -10 | -30.9211 | 0 |  | 0 | 0 | 0 | 0 | 0 | 0 | 0
[5 empty] | a.8 | HW storage charge | kWh |  | 0 | 1 | 0 | 0 | 0 | 0 | 0 | 0 | 0 | 0 | [25 empty] | 0 | 0 | 0 | 0 | 0 | 0 | 0 | 0 | 0 | 0 | 0 | 0 | 0 | 0 | 0 | 0 | 0 | 0 | 1 | [7 empty] | 0 | 1 | 0 |  | 0 |  |  |  |  | 0 | 0 | 0 | 0 | 0 | 0 | 0 |  | 1.5 | 1 | 0 | 1.5 | 1 | 0 | 0
[5 empty] | a.9 | Radiators | kWh |  | 0 | 0 | 0 | 1 | 0 | 0 | 0 | 0 | 0 | 0 | [25 empty] | 0 | 0 | 0 | 0 | 1 | 0 | 0 | 0 | 0 | 0 | 0 | 0 | 0 | 0 | 0 | 0 | 0 | 0 | 0 | [7 empty] | 0 | 0 | 0 |  | 0 |  |  |  |  | 0 | 0 | 0 | 0 | 0 | 0 | 0 |  | 9998.25 | 9997.5 | 9995.3384 | 9998.25 | 9997.5 | 9996 | 9995.3384
[5 empty] | a.10 | Floor heaters | kWh |  | 0 | 0 | 0 | 1 | 0 | 0 | 0 | 0 | 0 | 0 | [25 empty] | 0 | 0 | 0 | 0 | 0 | 1 | 0 | 0 | 0 | 0 | 0 | 0 | 0 | 0 | 0 | 0 | 0 | 0 | 0 | [7 empty] | 0 | 0 | 0 |  | 0 | [12 empty] | 5.1382 | 0 | 4.7382 | 2.2382 | 0 | 2.6382 | 0
[5 empty] | a.11 | Air conditioning unit | kWh |  | 0 | 0 | 1 | 0 | 0 | 0 | 0 | 0 | 0 | 0 | [25 empty] | 0 | 0 | 0 | 0 | 0 | 0 | 1 | 0 | 0 | 0 | 0 | 0 | 0 | 0 | 0 | 0 | 0 | 0 | 0 | [7 empty] | 0 | 0 | 0 |  | 0 | [12 empty] | 17 | 17 | 17 | 17 | 17 | 17 | 0
[5 empty] | a.12 | Induction stove | kWh |  | 0 | 0 | 0 | 0 | 1 | 0 | 0 | 0 | 0 | 0 | [25 empty] | 0 | 0 | 0 | 0 | 0 | 0 | 0 | 1 | 0 | 0 | 0 | 0 | 0 | 0 | 0 | 0 | 0 | 0 | 0 | [7 empty] | 0 | 0 | 0 |  | 0 | [12 empty] | 25 | 25 | 25 | 25 | 25 | 25 | 0
[5 empty] | a.13 | Gas stove | kWh |  | 0 | 0 | 0 | 0 | 1 | 0 | 0 | 0 | 0 | 0 | [25 empty] | 0 | 0 | 0 | 0 | 0 | 0 | 0 | 0 | 1 | 0 | 0 | 0 | 0 | 0 | 0 | 0 | 0 | 0 | 0 | [7 empty] | 0 | 0 | 0 |  | 0 | [12 empty] | 485.1145 | 500 | 500 | 483 | 483 | 495.6382 | 0
[5 empty] | a.14 | Natural Gas supply grid | kWh |  | 0 | 0 | 0 | 0 | 0 | 1 | 0 | 0 | 0 | 0 | [25 empty] | 0 | 0 | 0 | 0 | 0 | 0 | 0 | 0 | 0 | 1 | 0 | 0 | 0 | 0 | 0 | 0 | 0 | 0 | 0 | [7 empty] | 0 | 0 | 0 |  | 0 | [12 empty] | 50.7635 | 150 | 150 | 50 | 50 | 120.9211 | 0
[5 empty] | a.15 | BEV charging home | kWh |  | 0 | 0 | 0 | 0 | 0 | 0 | 0 | 0 | 0 | 0 | [25 empty] | 0 | 0 | 0 | 0 | 0 | 0 | 0 | 0 | 0 | 0 | 1 | 0 | 0 | 0 | 0 | 0 | 0 | 0 | 0 | [7 empty] | 0 | 0 | -1 |  | -1 | [12 empty] | 200 | 200 | 200 | 200 | 200 | 200 | 0
[5 empty] | a.16a | BEV charging1 street | kWh |  | 0 | 0 | 0 | 0 | 0 | 0 | 0 | 0 | 0 | 0 | [25 empty] | 0 | 0 | 0 | 0 | 0 | 0 | 0 | 0 | 0 | 0 | 0 | 1 | 1 | 0 | 0 | 0 | 0 | 0 | 0 | [7 empty] | 0 | 0 | 0 |  | -1 | [12 empty] | 99998.9863 | 99999 | 99997.2 | 99998.82 | 99998.82 | 99998.4434 | 0
[5 empty] | a.16b | BEV charging2 street | kWh |  | 0 | 0 | 0 | 0 | 0 | 0 | 0 | 0 | 0 | 0 | [25 empty] | 0 | 0 | 0 | 0 | 0 | 0 | 0 | 0 | 0 | 0 | 0 | 1 | 1 | 0 | 0 | 0 | 0 | 0 | 0 | [7 empty] | 0 | 0 | 0 |  | -1
[5 empty] | a.17 | BEV discharging | kWh |  | 0 | 0 | 0 | 0 | 0 | 0 | 1 | 0 | 0 | 0 | [25 empty] | 0 | 0 | 0 | 0 | 0 | 0 | 0 | 0 | 0 | 0 | 0 | 0 | 0 | 1 | 0 | 0 | 0 | 0 | 0 | [7 empty] | 0 | 0 | 0 |  | 1
[5 empty] | a.18 | BEV urban | km |  | 0 | 0 | 0 | 0 | 0 | 0 | 0 | 1 | 0 | 0 | [25 empty] | 0 | 0 | 0 | 0 | 0 | 0 | 0 | 0 | 0 | 0 | 0 | 0 | 0 | 0 | 1 | 0 | 0 | 0 | 0 | [7 empty] | 0 | 0 | 0 |  | 0
[5 empty] | a.19 | ICEV urban | km |  | 0 | 0 | 0 | 0 | 0 | 0 | 0 | 1 | 0 | 0 | [25 empty] | 0 | 0 | 0 | 0 | 0 | 0 | 0 | 0 | 0 | 0 | 0 | 0 | 0 | 0 | 0 | 1 | 0 | 0 | 0 | [7 empty] | 0 | 0 | 0 |  | 0 | [12 empty] | No new cap BEV ==0
[5 empty] | a.20 | BEV motorway | km |  | 0 | 0 | 0 | 0 | 0 | 0 | 0 | 0 | 1 | 0 | [25 empty] | 0 | 0 | 0 | 0 | 0 | 0 | 0 | 0 | 0 | 0 | 0 | 0 | 0 | 0 | 1 | 0 | 0 | 0 | 0 | [7 empty] | 0 | 0 | 0 |  | 0 | [12 empty] | 0 | 0 | 0 | 0
[5 empty] | a.21 | ICEV motorway | km |  | 0 | 0 | 0 | 0 | 0 | 0 | 0 | 0 | 1 | 0 | [25 empty] | 0 | 0 | 0 | 0 | 0 | 0 | 0 | 0 | 0 | 0 | 0 | 0 | 0 | 0 | 0 | 1 | 0 | 0 | 0 | [7 empty] | 0 | 0 | 0 |  | 0
[5 empty] | a.22 | ICEV fuel | L |  | 0 | 0 | 0 | 0 | 0 | 0 | 0 | 0 | 0 | 1 | [25 empty] | 0 | 0 | 0 | 0 | 0 | 0 | 0 | 0 | 0 | 0 | 0 | 0 | 0 | 0 | 0 | 0 | 1 | 0 | 0 | [7 empty] | 0 | 0 | 0 |  | 0
Activity contraints>0
[6 empty] | Operative costs | €/- | [11 empty] | 0 | 0.1 | -0.05 | 0 | 0 | 0 | 0 | 0 | 0 | 0 | 0 | 0 | 0 | 0 | 0.3 | 0 | 0.4 | 0.5 | 0 | 0 | 0 | 0 | 0 | 1.8 | [43 empty] | EE export and storage | 0.3 | 0.6 | 0.7 | 0.6 | 0.9 | 0.6 | 0
[6 empty] | Capital costs | €/- | [35 empty] | c_c | 1000 | 100 | 2000 | 200 | 500 | 1000 | 500 | 1000 | 500 | 0 | 1000 | 10000000 | 10000000 | 0 | 200 | 125 | 0 | 2000 | 200 | [23 empty] | HW storage | 7 | 4.6 | 8.0004 | 1 | 1 | 2 | 2
[6 empty] | initial capacity | - | [35 empty] | C_i | 3 | 6 | 7 | 0 | 0 | 0 | 0 | 0 | 0 | 9999 | 7 | 17 | 25 | 100 | 150 | 200 | 99999 | 1 | 1 | [23 empty] | BEV charge home | 13.5 | 10.3 | 13.5 | 10.9 | 10.9 | 11.3 | 15.0618
[44 empty] | Capacity factor | [16 empty] | SOC |  |  | Start cooling | HW | Cooling factor |  |  |  | Thh | [16 empty] | max-SOC>0
d.1 | h.1 | [42 empty] | 0.1 | 1 | 1 | 1 | 1 | 1 | 1 | 1 | 1 | 1 | 1 | 1 | 1 | 5 | 1 | 1 | 1 | 0.5 | 0.5 |  | 1 | 1 | 0.9 |  |  |  | 1 | 0 | 0 | 0 | 0 | 0 | [11 empty] | 0.4 | 0.4 | 0.8 | 0.8 | 0.8 | 0.8
d.1 | h.2 | [42 empty] | 0.2 | 1 | 1 | 1 | 1 | 1 | 1 | 1 | 1 | 1 | 0 | 1 | 1 | 5 | 1 | 1 | 1 | 0.5 | 0.45 |  | 1 | 0.9 |  |  |  |  | 1 | 1 | 0 | 0 | 0 | 0 | [11 empty] | 0.49 | 0.54 | 0.99 | 0.99 | 0.99 | 0.99
d.1 | h.3 | [42 empty] | 0.1 | 1 | 1 | 1 | 1 | 1 | 1 | 1 | 1 | 1 | 1 | 1 | 1 | 5 | 1 | 1 | 1 | 0.1 | 0 |  | 1 | 0.81 |  |  |  |  | 1 | 1 | 1 | 0 | 0 | 0 | [11 empty] | SOC-min>0
d.2 | h.1 | [42 empty] | 0.2 | 1 | 1 | 1 | 1 | 1 | 1 | 1 | 1 | 1 | 1 | 1 | 1 | 5 | 1 | 1 | 1 | 0.1 | 0 |  | 1 | 0.729 |  |  |  |  | 1 | 1 | 1 | 1 | 0 | 0 | [11 empty] | 0.4 | 0.4 | -2.7756e-17 | -2.7756e-17 | -2.7756e-17 | -2.7756e-17
d.2 | h.2 | [42 empty] | 0.3 | 1 | 1 | 1 | 1 | 1 | 1 | 1 | 1 | 1 | 0 | 1 | 1 | 5 | 1 | 1 | 1 | 0.1 | 0 |  | 1 | 0.6561 |  |  |  |  | 1 | 1 | 1 | 1 | 1 | 0 | [11 empty] | 0.5 | 0.45 | 0 | 0 | 0 | 0
d.2 | h.3 | [42 empty] | 0.2 | 1 | 1 | 1 | 1 | 1 | 1 | 1 | 1 | 1 | 1 | 1 | 1 | 5 | 1 | 1 | 1 | 0.1 | 0 |  | 1 | 0.59049 |  |  |  |  | 1 | 1 | 1 | 1 | 1 | 1 | [11 empty] | MAX_dis-X_ch>0
peak | peak_hour | [42 empty] | 0 | 1 | 1 | 1 | 1 | 1 | 1 | 1 | 1 | 1 | 0 | 0 | 0 | 0 | 0 | 0 | 0 | [26 empty] | 0.6 | 0.6 | 0.2 | 0.6 | 0.6 | 0.6 | 0
[44 empty] | soc min | HW | soc max | HW | soc start | HW | max dis | HW | min ch | HW |  |  | soc_bev_min | soc_bev_max | soc_bev_start |  |  |  | SOC BEV | [7 empty] | Thh cooling | [16 empty] | 0.8 | 0.8 | 0.395 | 0.8 | 0.8 | 0.8 | 0 | bar: a.1
d.1 | h.1 |  |  |  |  | Production | [12 empty] | 0.3 | 15.0618 | 0 | 0 | 7 | 0 | 0 | 0 | 0 | 5 | 0 | 0 | 0 | 0.5 | 0.75 | 1.8618 | 0 | 0 | 14.8855 | 99.2365 | 0 | 0 | 0 | 0.013743 |  | 0.1 | 0 | 0.9 | 0.99 | 0.5 | 0.5 | 0.6 | 0.8 | -0.6 | -0.8 |  |  | 0.1 | 0.9 | 0.5 |  |  |  | 36.9764 | [7 empty] | 1 | 0 | 0 | 0 | 0 | 0 | [11 empty] | X_ch-MIN_ch>0
d.1 | h.2 | [17 empty] | 0.6 | 9.7 | 0 | 0 | 4.6 | 0 | 0 | 0 | 0 | 3 | 0 | 0 | 0 | 1 | 1.5 | 0 | 0 | 0 | 0 | 0 | 0 | 0 | 0 | 0 |  | 0.1 | 0 | 0.9 | 0.99 | 0.5 | 0.5 | 0.6 | 0.8 | -0.6 | -0.8 |  |  | 0.1 | 0.9 | 0.5 |  |  |  | 36.9764 | [7 empty] | 0.9 | 1 | 0 | 0 | 0 | 0 | [11 empty] | 0.6 | 0.6 | 1 | 0.6 | 0.6 | 0.6 | 0.6
d.1 | h.3 | [17 empty] | 0.3 | 15.0618 | 0 | 0.4 | 7 | 0 | 0 | 0.5954 | 0.405 | 5 | 0 | 0 | 0 | 2 | 3.6616 | 2.2618 | 0 | 0 | 0 | 0 | 0 | 0 | 0 | 1.8 |  | 0.1 | 0 | 0.9 | 0.99 | 0.5 | 0.5 | 0.6 | 0.8 | -0.6 | -0.8 |  |  | 0.1 | 0.9 | 0.5 |  |  |  | 39.2382 | [7 empty] | 0.81 | 0.9 | 1 | 0 | 0 | 0 | [11 empty] | 0.8 | 0.8 | 1.205 | 0.8 | 0.8 | 0.8 | 0.8
d.2 | h.1 | [17 empty] | 0.6 | 15.0618 | 0 | 0 | 0 | 1 | 1 | 0 | 0 | 0 | 0 | 0 | 0 | 0.5 | 0.75 | 4.7618 | 0 | 0 | 17 | 0 | 0 | 100 | 0 | 0.18 |  | 0.1 | 0 | 0.9 | 0.99 | 0.5 | 0.5 | 0.6 | 0.8 | -0.6 | -0.8 |  |  | 0.1 | 0.9 | 0.5 |  |  |  | 27 | [7 empty] | 0.729 | 0.81 | 0.9 | 1 | 0 | 0 | [11 empty] | max-BEV SOC>0
d.2 | h.2 | [17 empty] | 0.9 | 10 | 0 | 0 | 0 | 1 | 5 | 0 | 0 | 0 | 0 | 0 | 0 | 1 | 1.5 | 0 | 0 | 0 | 17 | 0 | 0 | 100 | 0 | 0.18 |  | 0.1 | 0 | 0.9 | 0.99 | 0.5 | 0.5 | 0.6 | 0.8 | -0.6 | -0.8 |  |  | 0.1 | 0.9 | 0.5 |  |  |  | 10 | [7 empty] | 0.6561 | 0.729 | 0.81 | 0.9 | 1 | 0 | [11 empty] | 53.0236 | 53.0236 | 50.7618 | 63 | 80 | 80
d.2 | h.3 | [17 empty] | 0.6 | 15.0618 | 0 | 0 | 0 | 2 | 1 | 0 | 0 | 0 | 0 | 0 | 0 | 2 | 3 | 4.3618 | 0 | 0 | 4.3618 | 29.0789 | 0 | 0 | 0 | 0.55658 |  | 0.1 | 0 | 0.9 | 0.99 | 0.5 | 0.5 | 0.6 | 0.8 | -0.6 | -0.8 |  |  | 0.1 | 0.9 | 0.5 |  |  |  | 10 | [7 empty] | 0.59049 | 0.6561 | 0.729 | 0.81 | 0.9 | 1 | [11 empty] | BEV SOC-min>0
peak | peak_hour | [17 empty] | 0 | 15.0618 | 0 | 0 | 0 | 1.4046 | 5 | 0.5954 | 0 | 0 | 0 | 0 | 0 | 2 | 3.6616 | 0 | 0 | 0 | 0 | 0 | 0 | 0 | 0 | 0 | [7 empty] | 0 | 0 | -0.6 | -0.8 | [33 empty] | 26.9764 | 26.9764 | 29.2382 | 17 | 0 | 0
[19 empty] | a.1: C_oper_tot |  | SOC min |  | SOC max |  | SOC start |  | MAX dis |  | MIN ch
d.1 | h.1 | [17 empty] | 0 | 1.5062 | 0 | 0 | 0 | 0 | 0 | 0 | 0 | 0 | 0 | 0 | 0 | 0 | 0.225 | 0 | 0 | 0 | 0 | 0 | 0 | 0 | 0 | 0.024738 |  | 0.1 | 0 | 0.9 | 0.99 | 0.5 | 0.5 | 0.6 | 0.8 | -0.6 | -0.8 |  |  | 10 | 90 | 50 | [28 empty] | Season limit >0
d.1 | h.2 | [17 empty] | 0 | 0.97 | 0 | 0 | 0 | 0 | 0 | 0 | 0 | 0 | 0 | 0 | 0 | 0 | 0.45 | 0 | 0 | 0 | 0 | 0 | 0 | 0 | 0 | 0 |  | 0.1 | 0 | 0.9 | 0.99 | 0.5 | 0.5 | 0.6 | 0.8 | -0.6 | -0.8 |  |  | 10 | 90 | 50 | [28 empty] | 0 | 2.4 | 0 | 0 | 0 | 0 | 0
d.1 | h.3 | [17 empty] | 0 | 1.5062 | 0 | 0 | 0 | 0 | 0 | 0 | 0 | 0 | 0 | 0 | 0 | 0 | 1.0985 | 0 | 0 | 0 | 0 | 0 | 0 | 0 | 0 | 3.24 |  | 0.1 | 0 | 0.9 | 0.99 | 0.5 | 0.5 | 0.6 | 0.8 | -0.6 | -0.8 |  |  | 10 | 90 | 50 | [28 empty] | 0 | 0 | 0 | 6 | 6 | 5 | 5.5954
d.2 | h.1 | [17 empty] | 0 | 1.5062 | 0 | 0 | 0 | 0 | 0 | 0 | 0 | 0 | 0 | 0 | 0 | 0 | 0.225 | 0 | 0 | 0 | 0 | 0 | 0 | 0 | 0 | 0.324 |  | 0.1 | 0 | 0.9 | 0.99 | 0.5 | 0.5 | 0.6 | 0.8 | -0.6 | -0.8 |  |  | 10 | 90 | 50
d.2 | h.2 | [7 empty] | Days per type | [9 empty] | 0 | 1 | 0 | 0 | 0 | 0 | 0 | 0 | 0 | 0 | 0 | 0 | 0 | 0 | 0.45 | 0 | 0 | 0 | 0 | 0 | 0 | 0 | 0 | 0.324 |  | 0.1 | 0 | 0.9 | 0.99 | 0.5 | 0.5 | 0.6 | 0.8 | -0.6 | -0.8 |  |  | 10 | 90 | 50
d.2 | h.3 | [6 empty] | d.1 | d.2 | peak | [8 empty] | 0 | 1.5062 | 0 | 0 | 0 | 0 | 0 | 0 | 0 | 0 | 0 | 0 | 0 | 0 | 0.9 | 0 | 0 | 0 | 0 | 0 | 0 | 0 | 0 | 1.0018 |  | 0.1 | 0 | 0.9 | 0.99 | 0.5 | 0.5 | 0.6 | 0.8 | -0.6 | -0.8 |  |  | 10 | 90 | 50
peak | peak_hour | [6 empty] | 190 | 175 | 0 | [8 empty] | 0 | 1.5062 | 0 | 0 | 0 | 0 | 0 | 0 | 0 | 0 | 0 | 0 | 0 | 0 | 1.0985 | 0 | 0 | 0 | 0 | 0 | 0 | 0 | 0 | 0 | [7 empty] | 0 | 0 | -0.6 | -0.8
Xmax_no_stor
d.1 | h.1 | [17 empty] | a.5a: 1; a.5b: 0 |  | 0.3 | 15.0618 | 7 | 0.5954 | 5 | 0 | 0 | 0 | 2 | 9999 | 7 | 17 | 25 | 500 | 150 | 200 | 99999
d.1 | h.2 | [6 empty] | I_hd |  |  | yearly_hours | [7 empty] | a.5a: 1; a.5b: 0 |  | 0.6 | 15.0618 | 7 | 0.5954 | 5 | 0 | 0 | 0 | 2 | 9999 | 0 | 17 | 25 | 500 | 150 | 200 | 99999
d.1 | h.3 | [6 empty] | 1 | 0 | 0 | 190 | [7 empty] | a.5a: 1; a.5b: 0 |  | 0.3 | 15.0618 | 7 | 0.5954 | 5 | 0 | 0 | 0 | 2 | 9999 | 7 | 17 | 25 | 500 | 150 | 200 | 99999
d.2 | h.1 | [6 empty] | 1 | 0 | 0 | 190 | [7 empty] | a.5a: 0; a.5b: 1 |  | 0.6 | 15.0618 | 7 | 0.5954 | 5 | 0 | 0 | 0 | 2 | 9999 | 7 | 17 | 25 | 500 | 150 | 200 | 99999
d.2 | h.2 | [6 empty] | 1 | 0 | 0 | 190 | [7 empty] | a.5a: 0; a.5b: 1 |  | 0.9 | 15.0618 | 7 | 0.5954 | 5 | 0 | 0 | 0 | 2 | 9999 | 0 | 17 | 25 | 500 | 150 | 200 | 99999
d.2 | h.3 | [6 empty] | 0 | 1 | 0 | 175 | [7 empty] | a.5a: 0; a.5b: 1 |  | 0.6 | 15.0618 | 7 | 0.5954 | 5 | 0 | 0 | 0 | 2 | 9999 | 7 | 17 | 25 | 500 | 150 | 200 | 99999
peak | peak_hour | [6 empty] | 0 | 1 | 0 | 175 | [7 empty] | a.5a: 0; a.5b: 1 |  | 0 | 15.0618 | 7 | 0.5954 | 5 | 0 | 0 | 0 | 2 | 9999 | 0 | 0 | 0 | 0 | 0 | 0 | 0
[8 empty] | 0 | 1 | 0 | 175 | [7 empty] | a.1: Activity seasonal limit |  | X_agg (no_stor)
d.1 | h.1 | [6 empty] | 0 | 0 | 1 | 0 | [7 empty] | a.5a: 7; a.5b: 0 |  | 0.3 | 15.0618 | 7 | 0 | 5 | 0 | 0 | 0 | 0.5 | 0.75 | 1.8618 | 0 | 0 | 14.8855 | 99.2365 | 0 | 0.013743 | 0 | 0
d.1 | h.2 | [17 empty] | a.5a: 7; a.5b: 0 |  | 0.6 | 9.7 | 4.6 | 0 | 3 | 0 | 0 | 0 | 1 | 1.5 | 0 | 0 | 0 | 0 | 0 | 0 | 0 | 0 | 0
d.1 | h.3 | [17 empty] | a.5a: 7; a.5b: 0 |  | 0.3 | 15.0618 | 7 | 0.5954 | 5 | 0 | 0 | 0 | 2 | 3.6616 | 2.2618 | 0 | 0 | 0 | 0 | 0 | 1.8 | 0.4 | 0.405
d.2 | h.1 | [17 empty] | a.5a: 0; a.5b: 7 |  | 0.6 | 15.0618 | 2 | 0 | 0 | 0 | 0 | 0 | 0.5 | 0.75 | 4.7618 | 0 | 0 | 17 | 100 | 0 | 0.18 | 0 | 0
d.2 | h.2 | [17 empty] | a.5a: 0; a.5b: 7 |  | 0.9 | 10 | 6 | 0 | 0 | 0 | 0 | 0 | 1 | 1.5 | 0 | 0 | 0 | 17 | 100 | 0 | 0.18 | 0 | 0
d.2 | h.3 | [17 empty] | a.5a: 0; a.5b: 7 |  | 0.6 | 15.0618 | 3 | 0 | 0 | 0 | 0 | 0 | 2 | 3 | 4.3618 | 0 | 0 | 4.3618 | 29.0789 | 0 | 0.55658 | 0 | 0
peak | peak_hour | [17 empty] | a.5a: 0; a.5b: 7 |  | 0 | 15.0618 | 6.4046 | 0.5954 | 0 | 0 | 0 | 0 | 2 | 3.6616 | 0 | 0 | 0 | 0 | 0 | 0 | 0 | 0 | 0
cap_new
[44 empty] | 0 | 9.0618 | 0 | 0.5954 | 5 | 0 | 0 | 0 | 2 | 0 | 0 | 0 | 0 | 0 | 0 | 0 | 0 | 0 | 0
[19 empty] | a.1: Activity capacity |  | Tot capacity
[19 empty] | 3 | 15.0618 | 15.0618 | 1 | 7 | 7 | 7 | 0.5954 | 1 | 5 | 0 | 0 | 0 | 2 | 9999 | 7 | 42 | 42 | 100 | 150 | 200 | 150 | 200 | 99999 |  | 3 | 15.0618 | 7 | 0.5954 | 5 | 0 | 0 | 0 | 2 | 9999 | 7 | 17 | 25 | 100 | 150 | 200 | 99999 | 1 | 1
Note on CO45: [Threaded comment] Your version of Excel allows you to read this threaded comment; however, any edits to it will get removed if the file is opened in a newer version of Excel. Learn more: https://go.microsoft.com/fwlink/?linkid=870924 Comment: Su pyesm è ore x tech perchè non c’è un filtro per le 3 tech interessate
Note on BG48: [Threaded comment] Your version of Excel allows you to read this threaded comment; however, any edits to it will get removed if the file is opened in a newer version of Excel. Learn more: https://go.microsoft.com/fwlink/?linkid=870924 Comment: Usato come limite per SOC min/max

## pyesm_output
time_day | [62 empty] | d.1 | d.1 | d.1 | d.2 | d.2 | d.2 | peak | d.1 | d.1 | d.1 | d.2 | d.2 | d.2 | peak |  |  | d.1 | d.1 | d.1 | d.2 | d.2 | d.2 | peak |  | d.1 | d.1 | d.1 | d.2 | d.2 | d.2 | peak
| time_hour | [61 empty] | h.1 | h.2 | h.3 | h.1 | h.2 | h.3 | peak_hour | h.1 | h.2 | h.3 | h.1 | h.2 | h.3 | peak_hour |  |  | h.1 | h.2 | h.3 | h.1 | h.2 | h.3 | peak_hour |  | h.1 | h.2 | h.3 | h.1 | h.2 | h.3 | peak_hour
|  | needs | [6 empty] | n.1 | n.2 | n.3 | n.4 | n.5 | n.6 | n.7 | n.8 | n.9 | n.10
|  |  | flows | [40 empty] | non-storage technologies | [9 empty] | BEV storage | [6 empty] | Storage technology
|  |  |  | techs | [39 empty] | t.1 | t.2 | t.3 | t.4 | t.6 | t.7 | t.8 | t.9 | t.10 | t.11 | t.13 | t.14a | t.14b | t.15 | t.16 | t.17 | t.18 | t.12 | t.13
[5 empty] | activ | [13 empty] | a.1 | a.2 | a.3 | a.4 | a.5a | a.5b | a.6 | a.7 | a.8 | a.10 | a.11 | a.12 | a.13 | a.14 | a.15 | a.15 | a.16a | a.16b | a.17 | a.18 | a.19 | a.20 | a.21 | a.22
[6 empty] | name |  |  | EE | Hot water | Cold | Heat | Cooking | Natural Gas | BEV battery discharge | Transport urban | Transport motorway | Fuel | PV | National Grid import | National Grid export | Battery charge | HP heating winter | HP heating summer | HP cooling | Gas boiler | HW storage charge | Radiators | Floor heaters | Air conditioning unit | Induction stove | Gas stove | Natural Gas supply grid | BEV charging home | BEV charging1 street | BEV charging2 street | BEV discharging | BEV urban | ICEV urban | BEV motorway | ICEV motorway | ICEV fuel |  | PV | National Grid | HP | Gas boiler | Radiators | Floor heaters | Air conditioning unit | Induction stove | Gas stove | Natural Gas supply grid | BEV home | BEV street1 | BEV street2 | BEV discharge | BEV | ICEV | Fuel supply | Battery | HW storage
[7 empty] | unit |  | kWh | kWh | kWh | kWh | kWh | kWh | kWh | km | km | L | kWh | kWh | kWh | kWh | kWh | kWh | kWh | kWh | kWh | kWh | kWh | kWh | kWh | kWh | kWh | kWh | kWh | kWh | kWh | km | km | km | km | L |  | kWh | kWh | kWh | kWh | kWh | kWh | kWh | kWh | kWh | kWh | kWh | kWh | kWh | kWh | km | km | L | kWh | kWh
[63 empty] | Q_needs | [6 empty] | Y | [6 empty] | Thermal Insulation | TI | Q_n-uX'-Y-curtail = 0 | [7 empty] | Curtailment | bar: a.1
|  | n.1 |  |  |  | EE | kWh |  | opex | capex | min(cost) | [7 empty] | 0 | 0 | 0 | 0.0001 | 0.5 | 0.4 | 0.5 | 0 | 0 | 0 | 0 | 0.6 | 1.2 | 0 | 0 | 1 | 0 | 0 | 0 | 0 | 0 | 0 | 0 | 0 | [20 empty] | 17 | 8 | 16.8 | 17.6 | 11 | 17.6 | 15 | 10 | 8 | 10 | 10 | 8 | 10 | 12 | 0 | 1 | -3e-05 | -2.3 | 1.0382 | 1.9382 | 0.1 | 1.9382 | -0.061838 |  | 0 | 0 | 0 | 0 | 0 | 0 | 0
|  | n.2 |  |  |  | Hot water | kWh |  | 3590.0698 | 8640 | 12230.0698 | [7 empty] | 0 | 0 | 0 | 0 | 0 | 0 | 0 | 0 | 0.001 | 1.2 | 1.1 | 0 | 0 | 0 | 0 | 0 | 0 | 0 | 0 | 0 | 0 | 0 | 0 | 0 | [20 empty] | 7 | 4.6 | 8.0004 | 1 | 1 | 2 | 2 | 1 | 1 | 2 | 1 | 1 | 2 | 2 | 0 | 1 | 0.00049 | 0 | 8.8818e-16 | 0 | 0 | 0 | 0 |  | 0 | 0 | 0 | 0 | 0 | 0 | 0
|  | n.3 |  |  |  | Cold | kWh | [11 empty] | 0 | 0 | 0 | 0 | 0 | 0 | 0 | 0 | 0 | 0 | 0 | 0 | 0 | 0 | 0 | 0 | 0 | 0 | 0 | 0 | 0 | 0 | 0 | 0 | [20 empty] | 0 | 0 | 0 | 1 | 5 | 1 | 5 | 0 | 0 | 0 | 1 | 5 | 1 | 5 | 0.05 | 1 | 0 | 0 | 0 | 0 | 0 | 0 | 0 |  | 0 | 0 | 0 | 0 | 0 | 0 | 0
|  | n.4 |  |  |  | Heat | kWh | [11 empty] | 0 | 0 | 0 | 0 | 0 | 0 | 0 | 0 | 0 | 0 | 0 | 0 | 0 | 0 | 0 | 0 | 0 | 0 | 0 | 0 | 0 | 0 | 0 | 0 | [20 empty] | 5 | 3 | 5 | 0 | 0 | 0 | 0 | 5 | 3 | 5 | 0 | 0 | 0 | 0 | -0.1 | 1 | 0 | 0 | 0 | 0 | 0 | 0 | 0 |  | 0 | 0 | 0 | 0 | 0 | 0 | 0
|  | n.5 |  |  |  | Cooking | kWh | [11 empty] | 0 | 0 | 0 | 0 | 0 | 0 | 0 | 0 | 0 | 0 | 0 | 0 | 0 | 0 | 0 | 0 | 0 | 0 | 0 | 0 | 0 | 0 | 0 | 0 | [20 empty] | 0.5 | 1 | 2 | 0.5 | 1 | 2 | 2 | 0.5 | 1 | 2 | 0.5 | 1 | 2 | 2 | 0 | 1 | 0 | 0 | 0 | 0 | 0 | 0 | 0 |  | 0 | 0 | 0 | 0 | 0 | 0 | 0
|  | n.6 |  |  |  | Natural Gas | kWh | [11 empty] | 0 | 0 | 0 | 0 | 0 | 0 | 0 | 1.1111 | 0 | 0 | 0 | 0 | 0 | 1.5 | 0 | 0 | 0 | 0 | 0 | 0 | 0 | 0 | 0 | 0 | [20 empty] | 8.52 | 6.06 | 11.88 | 1.86 | 2.6 | 5.22 | 5.22 | 0 | 0 | 0 | 0 | 0 | 0 | 0 | 0 | 1 | -0.0077778 | 4.56 | 8.2184 | 1.11 | 1.1 | 2.22 | 1.5584 |  | 0 | 0 | 0 | 0 | 0 | 0 | 0
|  | n.7 |  |  |  | BEV battery discharge | kWh | [11 empty] | 0 | 0 | 0 | 0 | 0 | 0 | 0 | 0 | 0 | 0 | 0 | 0 | 0 | 0 | 0 | 0 | 0 | 0 | 0 | 0.15 | 0 | 0.17 | 0 | 0 | [20 empty] | 11.8 | 0 | 15 | 17 | 17 | 7 | 0 | 0 | 0 | 0 | 0 | 0 | 0 | 0 | 0 | 1 | -0.0005 | 0 | 15 | 0 | 0 | 2.6382 | 0 |  | 0 | 0 | 0 | 0 | 0 | 0 | 0
|  | n.8 |  |  |  | Transport urban | km | [11 empty] | 0 | 0 | 0 | 0 | 0 | 0 | 0 | 0 | 0 | 0 | 0 | 0 | 0 | 0 | 0 | 0 | 0 | 0 | 0 | 0 | 0 | 0 | 0 | 0 | [20 empty] | 100 | 0 | 100 | 10 | 10 | 60 | 0 | 100 | 0 | 100 | 10 | 10 | 60 | 0 | 0 | 1 | 0 | 0 | 0 | 0 | 0 | 0 | 0 |  | 0 | 0 | 0 | 0 | 0 | 0 | 0
|  | n.9 |  |  |  | Transport motorway | km | [11 empty] | 0 | 0 | 0 | 0 | 0 | 0 | 0 | 0 | 0 | 0 | 0 | 0 | 0 | 0 | 0 | 0 | 0 | 0 | 0 | 0 | 0 | 0 | 0 | 0 | [20 empty] | 0 | 0 | 0 | 100 | 100 | 0 | 0 | 0 | 0 | 0 | 100 | 100 | 0 | 0 | 0 | 1 | 0 | 0 | 0 | 0 | 0 | 0 | 0 |  | 0 | 0 | 0 | 0 | 0 | 0 | 0
|  | n.10 |  |  |  | Fuel | L | [11 empty] | 0 | 0 | 0 | 0 | 0 | 0 | 0 | 0 | 0 | 0 | 0 | 0 | 0 | 0 | 0 | 0 | 0 | 0 | 0 | 0 | 0.02 | 0 | 0.03 | 0 | [20 empty] | 0.427 | 0 | 0 | 0.18 | 0.18 | 0.2667 | 0 | 0 | 0 | 0 | 0 | 0 | 0 | 0 | 0 | 1 | 0.0004 | 0 | 0 | 0.18 | 0.18 | 0.2667 | 0 |  | 0 | 0 | 0 | 0 | 0 | 0 | 0
[9 empty] | d | [34 empty] | I_at | [25 empty] | EE constraint | HW constraint | BEV home charge |  | to make BEV soc |  |  | Install TI |  | d*I_af'*X'-Q = 0 | [7 empty] | (Xmax-X_agg_no_stor) ' > 0
[5 empty] | a.1 | PV | kWh |  | 1 | 0 | 0 | 0 | 0 | 0 | 0 | 0 | 0 | 0 | [25 empty] | 1 | 0 | 0 | 0 | 0 | 0 | 0 | 0 | 0 | 0 | 0 | 0 | 0 | 0 | 0 | 0 | 0 | 0 | 0 | [7 empty] | 1 | 0 | 1 |  | 0 |  |  | 0 |  | 0 | 2.3 | -1.0382 | -1.9382 | -0.1 | -1.9382 | 0.061838 |  | 5.5511e-17 | 1.1102e-16 | 5.5511e-17 | 1.1102e-16 | -1.1102e-16 | 1.1102e-16 | 0
[5 empty] | a.2 | National Grid import | kWh |  | 1 | 0 | 0 | 0 | 0 | 0 | 0 | 0 | 0 | 0 | [25 empty] | 0 | 1 | 0 | 0 | 0 | 0 | 0 | 0 | 0 | 0 | 0 | 0 | 0 | 0 | 0 | 0 | 0 | 0 | 0 | [7 empty] | 0 | 0 | 1 |  | 0 |  |  | TI inv cost |  | -0.49 | 0 | 0 | 0 | 0 | 0 | 0 |  | 0 | 6.7 | 1.3382 | 1.3382 | 6.4 | 1.3382 | 1.3382
[5 empty] | a.3 | National Grid export | kWh |  | -1 | 0 | 0 | 0 | 0 | 0 | 0 | 0 | 0 | 0 | [25 empty] | 0 | 1 | 0 | 0 | 0 | 0 | 0 | 0 | 0 | 0 | 0 | 0 | 0 | 0 | 0 | 0 | 0 | 0 | 0 | [7 empty] | -1 | 0 | 0 |  | 0 |  |  | 10000 |  | 0 | 0 | 0 | 0 | 0 | 0 | 0 |  | 0 | -4.6 | -7 | -2 | -6 | -3 | -6.4046
[5 empty] | a.4 | Battery charge | kWh |  | 1 | 0 | 0 | 0 | 0 | 0 | 0 | 0 | 0 | 0 | [25 empty] | 0 | 0 | 0 | 0 | 0 | 0 | 0 | 0 | 0 | 0 | 0 | 0 | 0 | 0 | 0 | 0 | 0 | 1 | 0 | [7 empty] | 1 | 0 | 1 |  | 0 |  |  |  |  | 0 | 0 | 0 | 0 | 0 | 0 | 0 |  | 1 | 8 | 7.4046 | 8 | 8 | 8 | 7.4046
[5 empty] | a.5a | HP heating winter | kWh |  | 0 | 1 | 0 | 0 | 0 | 0 | 0 | 0 | 0 | 0 | [25 empty] | 0 | 0 | 1 | 0 | 0 | 0 | 0 | 0 | 0 | 0 | 0 | 0 | 0 | 0 | 0 | 0 | 0 | 0 | 0 | [7 empty] | 0 | 1 | 0 |  | 0 |  |  |  |  | 0 | 0 | 0 | 0 | 0 | 0 | 0 |  | 0 | 2 | 0 | 5 | 5 | 5 | 5
[5 empty] | a.5b | HP heating summer | kWh |  | 0 | 1 | 0 | 0 | 0 | 0 | 0 | 0 | 0 | 0 | [25 empty] | 0 | 0 | 1 | 0 | 0 | 0 | 0 | 0 | 0 | 0 | 0 | 0 | 0 | 0 | 0 | 0 | 0 | 0 | 0 | [7 empty] | 0 | 1 | 0 |  | 0 |  |  |  |  | 0 | -4.56 | -8.2184 | -1.11 | -1.1 | -2.22 | -1.5584 |  | 0 | 0 | 0 | 0 | 0 | 0 | 0
[5 empty] | a.6 | HP cooling | kWh |  | 0 | 0 | 1 | 0 | 0 | 0 | 0 | 0 | 0 | 0 | [25 empty] | 0 | 0 | 1 | 0 | 0 | 0 | 0 | 0 | 0 | 0 | 0 | 0 | 0 | 0 | 0 | 0 | 0 | 0 | 0 | [7 empty] | 0 | 0 | 0 |  | 0 |  |  |  |  | 0 | 0 | -15 | 0 | 0 | -2.6382 | 0 |  | 5 | 5 | 5 | 5 | 5 | 5 | 5
[5 empty] | a.7 | Gas boiler | kWh |  | 0 | 1 | 0 | 0 | 0 | 0 | 0 | 0 | 0 | 0 | [25 empty] | 0 | 0 | 0 | 1 | 0 | 0 | 0 | 0 | 0 | 0 | 0 | 0 | 0 | 0 | 0 | 0 | 0 | 0 | 0 | [7 empty] | 0 | 1 | 0 |  | 0 |  |  |  |  | 0 | 0 | -100 | -10 | -10 | -30.9211 | 0 |  | 0 | 0 | 0 | 0 | 0 | 0 | 0
[5 empty] | a.8 | HW storage charge | kWh |  | 0 | 1 | 0 | 0 | 0 | 0 | 0 | 0 | 0 | 0 | [25 empty] | 0 | 0 | 0 | 0 | 0 | 0 | 0 | 0 | 0 | 0 | 0 | 0 | 0 | 0 | 0 | 0 | 0 | 0 | 1 | [7 empty] | 0 | 1 | 0 |  | 0 |  |  |  |  | 0 | 0 | 0 | 0 | 0 | 0 | 0 |  | 1.5 | 1 | 0 | 1.5 | 1 | 0 | 0
[5 empty] | a.9 | Radiators | kWh |  | 0 | 0 | 0 | 1 | 0 | 0 | 0 | 0 | 0 | 0 | [25 empty] | 0 | 0 | 0 | 0 | 1 | 0 | 0 | 0 | 0 | 0 | 0 | 0 | 0 | 0 | 0 | 0 | 0 | 0 | 0 | [7 empty] | 0 | 0 | 0 |  | 0 |  |  |  |  | 0 | 0 | 1.8 | 0 | 0 | 0.28988 | 0 |  | 9990.48 | 9997.5 | 9995.3384 | 9998.25 | 9997.5 | 9996 | 9995.3384
[5 empty] | a.10 | Floor heaters | kWh |  | 0 | 0 | 0 | 1 | 0 | 0 | 0 | 0 | 0 | 0 | [25 empty] | 0 | 0 | 0 | 0 | 0 | 1 | 0 | 0 | 0 | 0 | 0 | 0 | 0 | 0 | 0 | 0 | 0 | 0 | 0 | [7 empty] | 0 | 0 | 0 |  | 0 | [12 empty] | 0 | 0 | 4.7382 | 2.2382 | 0 | 2.6382 | 0
[5 empty] | a.11 | Air conditioning unit | kWh |  | 0 | 0 | 1 | 0 | 0 | 0 | 0 | 0 | 0 | 0 | [25 empty] | 0 | 0 | 0 | 0 | 0 | 0 | 1 | 0 | 0 | 0 | 0 | 0 | 0 | 0 | 0 | 0 | 0 | 0 | 0 | [7 empty] | 0 | 0 | 0 |  | 0 | [12 empty] | 17 | 17 | 17 | 17 | 17 | 17 | 0
[5 empty] | a.12 | Induction stove | kWh |  | 0 | 0 | 0 | 0 | 1 | 0 | 0 | 0 | 0 | 0 | [25 empty] | 0 | 0 | 0 | 0 | 0 | 0 | 0 | 1 | 0 | 0 | 0 | 0 | 0 | 0 | 0 | 0 | 0 | 0 | 0 | [7 empty] | 0 | 0 | 0 |  | 0 | [12 empty] | 25 | 25 | 25 | 25 | 25 | 25 | 0
[5 empty] | a.13 | Gas stove | kWh |  | 0 | 0 | 0 | 0 | 1 | 0 | 0 | 0 | 0 | 0 | [25 empty] | 0 | 0 | 0 | 0 | 0 | 0 | 0 | 0 | 1 | 0 | 0 | 0 | 0 | 0 | 0 | 0 | 0 | 0 | 0 | [7 empty] | 0 | 0 | 0 |  | 0 | [12 empty] | 488.2 | 500 | 500 | 483 | 483 | 495.6382 | 0
[5 empty] | a.14 | Natural Gas supply grid | kWh |  | 0 | 0 | 0 | 0 | 0 | 1 | 0 | 0 | 0 | 0 | [25 empty] | 0 | 0 | 0 | 0 | 0 | 0 | 0 | 0 | 0 | 1 | 0 | 0 | 0 | 0 | 0 | 0 | 0 | 0 | 0 | [7 empty] | 0 | 0 | 0 |  | 0 | [12 empty] | 71.33 | 150 | 150 | 50 | 50 | 120.9211 | 0
[5 empty] | a.15 | BEV charging home | kWh |  | 0 | 0 | 0 | 0 | 0 | 0 | 0 | 0 | 0 | 0 | [25 empty] | 0 | 0 | 0 | 0 | 0 | 0 | 0 | 0 | 0 | 0 | 1 | 0 | 0 | 0 | 0 | 0 | 0 | 0 | 0 | [7 empty] | 0 | 0 | -1 |  | -1 | [12 empty] | 178.67 | 200 | 200 | 200 | 200 | 200 | 0
[5 empty] | a.16a | BEV charging1 street | kWh |  | 0 | 0 | 0 | 0 | 0 | 0 | 0 | 0 | 0 | 0 | [25 empty] | 0 | 0 | 0 | 0 | 0 | 0 | 0 | 0 | 0 | 0 | 0 | 1 | 1 | 0 | 0 | 0 | 0 | 0 | 0 | [7 empty] | 0 | 0 | 0 |  | -1 | [12 empty] | 99998.573 | 99999 | 99997.2 | 99998.82 | 99998.82 | 99998.4434 | 0
[5 empty] | a.16b | BEV charging2 street | kWh |  | 0 | 0 | 0 | 0 | 0 | 0 | 0 | 0 | 0 | 0 | [25 empty] | 0 | 0 | 0 | 0 | 0 | 0 | 0 | 0 | 0 | 0 | 0 | 1 | 1 | 0 | 0 | 0 | 0 | 0 | 0 | [7 empty] | 0 | 0 | 0 |  | -1
[5 empty] | a.17 | BEV discharging | kWh |  | 0 | 0 | 0 | 0 | 0 | 0 | 1 | 0 | 0 | 0 | [25 empty] | 0 | 0 | 0 | 0 | 0 | 0 | 0 | 0 | 0 | 0 | 0 | 0 | 0 | 1 | 0 | 0 | 0 | 0 | 0 | [7 empty] | 0 | 0 | 0 |  | 1
[5 empty] | a.18 | BEV urban | km |  | 0 | 0 | 0 | 0 | 0 | 0 | 0 | 1 | 0 | 0 | [25 empty] | 0 | 0 | 0 | 0 | 0 | 0 | 0 | 0 | 0 | 0 | 0 | 0 | 0 | 0 | 1 | 0 | 0 | 0 | 0 | [7 empty] | 0 | 0 | 0 |  | 0
[5 empty] | a.19 | ICEV urban | km |  | 0 | 0 | 0 | 0 | 0 | 0 | 0 | 1 | 0 | 0 | [25 empty] | 0 | 0 | 0 | 0 | 0 | 0 | 0 | 0 | 0 | 0 | 0 | 0 | 0 | 0 | 0 | 1 | 0 | 0 | 0 | [7 empty] | 0 | 0 | 0 |  | 0 | [12 empty] | No new cap BEV ==0
[5 empty] | a.20 | BEV motorway | km |  | 0 | 0 | 0 | 0 | 0 | 0 | 0 | 0 | 1 | 0 | [25 empty] | 0 | 0 | 0 | 0 | 0 | 0 | 0 | 0 | 0 | 0 | 0 | 0 | 0 | 0 | 1 | 0 | 0 | 0 | 0 | [7 empty] | 0 | 0 | 0 |  | 0 | [12 empty] | 0 | 0 | 0 | 0
[5 empty] | a.21 | ICEV motorway | km |  | 0 | 0 | 0 | 0 | 0 | 0 | 0 | 0 | 1 | 0 | [25 empty] | 0 | 0 | 0 | 0 | 0 | 0 | 0 | 0 | 0 | 0 | 0 | 0 | 0 | 0 | 0 | 1 | 0 | 0 | 0 | [7 empty] | 0 | 0 | 0 |  | 0
[5 empty] | a.22 | ICEV fuel | L |  | 0 | 0 | 0 | 0 | 0 | 0 | 0 | 0 | 0 | 1 | [25 empty] | 0 | 0 | 0 | 0 | 0 | 0 | 0 | 0 | 0 | 0 | 0 | 0 | 0 | 0 | 0 | 0 | 1 | 0 | 0 | [7 empty] | 0 | 0 | 0 |  | 0
Activity contraints>0
[6 empty] | Operative costs | €/- | [11 empty] | 0 | 0.1 | -0.05 | 0 | 0 | 0 | 0 | 0 | 0 | 0 | 0 | 0 | 0 | 0 | 0.3 | 0 | 0.4 | 0.5 | 0 | 0 | 0 | 0 | 0 | 1.8 | [43 empty] | EE export and storage | 0.6 | 0.6 | 0.7 | 0.6 | 0.9 | 0.6 | 0
[6 empty] | Capital costs | €/- | [35 empty] | c_c | 1000 | 100 | 2000 | 200 | 500 | 1000 | 500 | 1000 | 500 | 0 | 1000 | 10000000 | 10000000 | 0 | 200 | 125 | 0 | 2000 | 200 | [23 empty] | HW storage | 6.51 | 4.6 | 8.0004 | 1 | 1 | 2 | 2
[6 empty] | initial capacity | - | [35 empty] | C_i | 3 | 6 | 0 | 0 | 0 | 0 | 0 | 0 | 0 | 9999 | 7 | 17 | 25 | 100 | 150 | 200 | 99999 | 1 | 1 | [23 empty] | BEV charge home | 10 | 10.3 | 13.5 | 10.9 | 10.9 | 11.3 | 15.0618
[44 empty] | Capacity factor | [16 empty] | SOC |  |  | Start cooling | HW | Cooling factor |  |  |  | Thh | [16 empty] | max-SOC>0
d.1 | h.1 | [42 empty] | 0.1 | 1 | 1 | 1 | 1 | 1 | 1 | 1 | 1 | 1 | 1 | 1 | 1 | 5 | 1 | 1 | 1 | 0.2 | 0.99 |  | 1 | 1 | 0.9 |  |  |  | 1 | 0 | 0 | 0 | 0 | 0 | [11 empty] | 0.7 | 0.7 | 1.1 | 1.1 | 1.1 | 1.1
d.1 | h.2 | [42 empty] | 0.2 | 1 | 1 | 1 | 1 | 1 | 1 | 1 | 1 | 1 | 0 | 1 | 1 | 5 | 1 | 1 | 1 | 0.2 | 0.891 |  | 1 | 0.9 |  |  |  |  | 1 | 1 | 0 | 0 | 0 | 0 | [11 empty] | 0 | 0.099 | 0.5931 | 0.63279 | 0.66851 | 0.70066
d.1 | h.3 | [42 empty] | 0.1 | 1 | 1 | 1 | 1 | 1 | 1 | 1 | 1 | 1 | 1 | 1 | 1 | 5 | 1 | 1 | 1 | -0.2 | 0.3969 |  | 1 | 0.81 |  |  |  |  | 1 | 1 | 1 | 0 | 0 | 0 | [11 empty] | SOC-min>0
d.2 | h.1 | [42 empty] | 0.2 | 1 | 1 | 1 | 1 | 1 | 1 | 1 | 1 | 1 | 1 | 1 | 1 | 5 | 1 | 1 | 1 | -0.2 | 0.35721 |  | 1 | 0.729 |  |  |  |  | 1 | 1 | 1 | 1 | 0 | 0 | [11 empty] | 0.1 | 0.1 | -0.3 | -0.3 | -0.3 | -0.3
d.2 | h.2 | [42 empty] | 0.3 | 1 | 1 | 1 | 1 | 1 | 1 | 1 | 1 | 1 | 0 | 1 | 1 | 5 | 1 | 1 | 1 | -0.2 | 0.32149 |  | 1 | 0.6561 |  |  |  |  | 1 | 1 | 1 | 1 | 1 | 0 | [11 empty] | 0.99 | 0.891 | 0.3969 | 0.35721 | 0.32149 | 0.28934
d.2 | h.3 | [42 empty] | 0.2 | 1 | 1 | 1 | 1 | 1 | 1 | 1 | 1 | 1 | 1 | 1 | 1 | 5 | 1 | 1 | 1 | -0.2 | 0.28934 |  | 1 | 0.59049 |  |  |  |  | 1 | 1 | 1 | 1 | 1 | 1 | [11 empty] | MAX_dis-X_ch>0
peak | peak_hour | [42 empty] | 0 | 1 | 1 | 1 | 1 | 1 | 1 | 1 | 1 | 1 | 0 | 0 | 0 | 0 | 0 | 0 | 0 | [26 empty] | 0.3 | 0.6 | 0.2 | 0.6 | 0.6 | 0.6 | 0
[44 empty] | soc min | HW | soc max | HW | soc start | HW | max dis | HW | min ch | HW |  |  | soc_bev_min | soc_bev_max | soc_bev_start |  |  |  | SOC BEV | [7 empty] | Thh cooling | [16 empty] | 1.29 | 0.8 | 0.395 | 0.8 | 0.8 | 0.8 | 0 | bar: a.1
d.1 | h.1 |  |  |  |  | Production | [12 empty] | 0.3 | 16.4 | 0 | 0.3 | 0 | 0 | 0 | 7 | -0.49 | 5 | 0 | 0 | 0 | 0.5 | 8.52 | 7 | 0 | 0 | 11.8 | 78.67 | 21.33 | 0 | 0 | 0.427 |  | 0.1 | 0 | 0.9 | 0.99 | 0.5 | 0.5 | 0.6 | 0.8 | -0.6 | -0.8 |  |  | 0.1 | 0.9 | 0.5 |  |  |  | 45.2 | [7 empty] | 1 | 0 | 0 | 0 | 0 | 0 | [11 empty] | X_ch-MIN_ch>0
d.1 | h.2 | [17 empty] | 0.6 | 9.7 | 0 | 0 | 4.6 | 0 | 0 | 0 | 0 | 3 | 0 | 0 | 0 | 1 | 1.5 | 0 | 0 | 0 | 0 | 0 | 0 | 0 | 0 | 0 |  | 0.1 | 0 | 0.9 | 0.99 | 0.5 | 0.5 | 0.6 | 0.8 | -0.6 | -0.8 |  |  | 0.1 | 0.9 | 0.5 |  |  |  | 45.2 | [7 empty] | 0.9 | 1 | 0 | 0 | 0 | 0 | [11 empty] | 0.9 | 0.6 | 1 | 0.6 | 0.6 | 0.6 | 0.6
d.1 | h.3 | [17 empty] | 0.3 | 15.0618 | 0 | 0.4 | 7 | 0 | 0 | 0.5954 | 0.405 | 5 | 0 | 0 | 0 | 2 | 3.6616 | 2.2618 | 0 | 0 | 0 | 0 | 0 | 0 | 0 | 1.8 |  | 0.1 | 0 | 0.9 | 0.99 | 0.5 | 0.5 | 0.6 | 0.8 | -0.6 | -0.8 |  |  | 0.1 | 0.9 | 0.5 |  |  |  | 47.4618 | [7 empty] | 0.81 | 0.9 | 1 | 0 | 0 | 0 | [11 empty] | 0.31 | 0.8 | 1.205 | 0.8 | 0.8 | 0.8 | 0.8
d.2 | h.1 | [17 empty] | 0.6 | 15.0618 | 0 | 0 | 0 | 1 | 1 | 0 | 0 | 0 | 0 | 0 | 0 | 0.5 | 0.75 | 4.7618 | 0 | 0 | 17 | 0 | 0 | 100 | 0 | 0.18 |  | 0.1 | 0 | 0.9 | 0.99 | 0.5 | 0.5 | 0.6 | 0.8 | -0.6 | -0.8 |  |  | 0.1 | 0.9 | 0.5 |  |  |  | 35.2236 | [7 empty] | 0.729 | 0.81 | 0.9 | 1 | 0 | 0 | [11 empty] | max-BEV SOC>0
d.2 | h.2 | [17 empty] | 0.9 | 10 | 0 | 0 | 0 | 1 | 5 | 0 | 0 | 0 | 0 | 0 | 0 | 1 | 1.5 | 0 | 0 | 0 | 17 | 0 | 0 | 100 | 0 | 0.18 |  | 0.1 | 0 | 0.9 | 0.99 | 0.5 | 0.5 | 0.6 | 0.8 | -0.6 | -0.8 |  |  | 0.1 | 0.9 | 0.5 |  |  |  | 18.2236 | [7 empty] | 0.6561 | 0.729 | 0.81 | 0.9 | 1 | 0 | [11 empty] | 44.8 | 44.8 | 42.5382 | 54.7764 | 71.7764 | 71.7764
d.2 | h.3 | [17 empty] | 0.6 | 15.0618 | 0 | 0 | 0 | 2 | 1 | 0 | 0 | 0 | 0 | 0 | 0 | 2 | 3 | 4.3618 | 0 | 0 | 4.3618 | 29.0789 | 0 | 0 | 0 | 0.55658 |  | 0.1 | 0 | 0.9 | 0.99 | 0.5 | 0.5 | 0.6 | 0.8 | -0.6 | -0.8 |  |  | 0.1 | 0.9 | 0.5 |  |  |  | 18.2236 | [7 empty] | 0.59049 | 0.6561 | 0.729 | 0.81 | 0.9 | 1 | [11 empty] | BEV SOC-min>0
peak | peak_hour | [17 empty] | 0 | 15.0618 | 0 | 0 | 0 | 1.4046 | 5 | 0.5954 | 0 | 0 | 0 | 0 | 0 | 2 | 3.6616 | 0 | 0 | 0 | 0 | 0 | 0 | 0 | 0 | 0 | [7 empty] | 0 | 0 | -0.6 | -0.8 | [33 empty] | 35.2 | 35.2 | 37.4618 | 25.2236 | 8.2236 | 8.2236
[19 empty] | a.1: C_oper_tot |  | SOC min |  | SOC max |  | SOC start |  | MAX dis |  | MIN ch
d.1 | h.1 | [17 empty] | 0 | 1.64 | 0 | 0 | 0 | 0 | 0 | 0 | 0 | 0 | 0 | 0 | 0 | 0 | 2.556 | 0 | 0 | 0 | 0 | 0 | 0 | 0 | 0 | 0.7686 |  | 0.1 | 0 | 0.9 | 0.99 | 0.5 | 0.5 | 0.6 | 0.8 | -0.6 | -0.8 |  |  | 10 | 90 | 50 | [28 empty] | Season limit >0
d.1 | h.2 | [17 empty] | 0 | 0.97 | 0 | 0 | 0 | 0 | 0 | 0 | 0 | 0 | 0 | 0 | 0 | 0 | 0.45 | 0 | 0 | 0 | 0 | 0 | 0 | 0 | 0 | 0 |  | 0.1 | 0 | 0.9 | 0.99 | 0.5 | 0.5 | 0.6 | 0.8 | -0.6 | -0.8 |  |  | 10 | 90 | 50 | [28 empty] | 0 | -4.6 | -7 | 0 | 0 | 0 | 0
d.1 | h.3 | [17 empty] | 0 | 1.5062 | 0 | 0 | 0 | 0 | 0 | 0 | 0 | 0 | 0 | 0 | 0 | 0 | 1.0985 | 0 | 0 | 0 | 0 | 0 | 0 | 0 | 0 | 3.24 |  | 0.1 | 0 | 0.9 | 0.99 | 0.5 | 0.5 | 0.6 | 0.8 | -0.6 | -0.8 |  |  | 10 | 90 | 50 | [28 empty] | 0 | 0 | 0 | -1 | -1 | -2 | -1.4046
d.2 | h.1 | [17 empty] | 0 | 1.5062 | 0 | 0 | 0 | 0 | 0 | 0 | 0 | 0 | 0 | 0 | 0 | 0 | 0.225 | 0 | 0 | 0 | 0 | 0 | 0 | 0 | 0 | 0.324 |  | 0.1 | 0 | 0.9 | 0.99 | 0.5 | 0.5 | 0.6 | 0.8 | -0.6 | -0.8 |  |  | 10 | 90 | 50
d.2 | h.2 | [7 empty] | Days per type | [9 empty] | 0 | 1 | 0 | 0 | 0 | 0 | 0 | 0 | 0 | 0 | 0 | 0 | 0 | 0 | 0.45 | 0 | 0 | 0 | 0 | 0 | 0 | 0 | 0 | 0.324 |  | 0.1 | 0 | 0.9 | 0.99 | 0.5 | 0.5 | 0.6 | 0.8 | -0.6 | -0.8 |  |  | 10 | 90 | 50
d.2 | h.3 | [6 empty] | d.1 | d.2 | peak | [8 empty] | 0 | 1.5062 | 0 | 0 | 0 | 0 | 0 | 0 | 0 | 0 | 0 | 0 | 0 | 0 | 0.9 | 0 | 0 | 0 | 0 | 0 | 0 | 0 | 0 | 1.0018 |  | 0.1 | 0 | 0.9 | 0.99 | 0.5 | 0.5 | 0.6 | 0.8 | -0.6 | -0.8 |  |  | 10 | 90 | 50
peak | peak_hour | [6 empty] | 190 | 175 | 0 | [8 empty] | 0 | 1.5062 | 0 | 0 | 0 | 0 | 0 | 0 | 0 | 0 | 0 | 0 | 0 | 0 | 1.0985 | 0 | 0 | 0 | 0 | 0 | 0 | 0 | 0 | 0 | [7 empty] | 0 | 0 | -0.6 | -0.8
Xmax_no_stor
d.1 | h.1 | [17 empty] | a.5a: 1; a.5b: 0 |  | 0.3 | 16.4 | 0 | 8 | 5 | 0 | 5 | 0 | 2 | 9999 | 7 | 17 | 25 | 500 | 150 | 200 | 99999
d.1 | h.2 | [6 empty] | I_hd |  |  | yearly_hours | [7 empty] | a.5a: 1; a.5b: 0 |  | 0.6 | 16.4 | 0 | 8 | 5 | 0 | 5 | 0 | 2 | 9999 | 0 | 17 | 25 | 500 | 150 | 200 | 99999
d.1 | h.3 | [6 empty] | 1 | 0 | 0 | 190 | [7 empty] | a.5a: 1; a.5b: 0 |  | 0.3 | 16.4 | 0 | 8 | 5 | 0 | 5 | 0 | 2 | 9999 | 7 | 17 | 25 | 500 | 150 | 200 | 99999
d.2 | h.1 | [6 empty] | 1 | 0 | 0 | 190 | [7 empty] | a.5a: 0; a.5b: 1 |  | 0.6 | 16.4 | 0 | 8 | 5 | 0 | 5 | 0 | 2 | 9999 | 7 | 17 | 25 | 500 | 150 | 200 | 99999
d.2 | h.2 | [6 empty] | 1 | 0 | 0 | 190 | [7 empty] | a.5a: 0; a.5b: 1 |  | 0.9 | 16.4 | 0 | 8 | 5 | 0 | 5 | 0 | 2 | 9999 | 0 | 17 | 25 | 500 | 150 | 200 | 99999
d.2 | h.3 | [6 empty] | 0 | 1 | 0 | 175 | [7 empty] | a.5a: 0; a.5b: 1 |  | 0.6 | 16.4 | 0 | 8 | 5 | 0 | 5 | 0 | 2 | 9999 | 7 | 17 | 25 | 500 | 150 | 200 | 99999
peak | peak_hour | [6 empty] | 0 | 1 | 0 | 175 | [7 empty] | a.5a: 0; a.5b: 1 |  | 0 | 16.4 | 0 | 8 | 5 | 0 | 5 | 0 | 2 | 9999 | 0 | 0 | 0 | 0 | 0 | 0 | 0
[8 empty] | 0 | 1 | 0 | 175 | [7 empty] | a.1: Activity seasonal limit |  | X_agg (no_stor)
d.1 | h.1 | [6 empty] | 0 | 0 | 1 | 0 | [7 empty] | a.5a: 0; a.5b: 0 |  | 0.3 | 16.4 | 0 | 7 | 5 | 0 | 0 | 0 | 0.5 | 8.52 | 7 | 0 | 0 | 11.8 | 78.67 | 21.33 | 0.427 | 0.3 | -0.49
d.1 | h.2 | [17 empty] | a.5a: 0; a.5b: 0 |  | 0.6 | 9.7 | 4.6 | 0 | 3 | 0 | 0 | 0 | 1 | 1.5 | 0 | 0 | 0 | 0 | 0 | 0 | 0 | 0 | 0
d.1 | h.3 | [17 empty] | a.5a: 0; a.5b: 0 |  | 0.3 | 15.0618 | 7 | 0.5954 | 5 | 0 | 0 | 0 | 2 | 3.6616 | 2.2618 | 0 | 0 | 0 | 0 | 0 | 1.8 | 0.4 | 0.405
d.2 | h.1 | [17 empty] | a.5a: 0; a.5b: 0 |  | 0.6 | 15.0618 | 2 | 0 | 0 | 0 | 0 | 0 | 0.5 | 0.75 | 4.7618 | 0 | 0 | 17 | 100 | 0 | 0.18 | 0 | 0
d.2 | h.2 | [17 empty] | a.5a: 0; a.5b: 0 |  | 0.9 | 10 | 6 | 0 | 0 | 0 | 0 | 0 | 1 | 1.5 | 0 | 0 | 0 | 17 | 100 | 0 | 0.18 | 0 | 0
d.2 | h.3 | [17 empty] | a.5a: 0; a.5b: 0 |  | 0.6 | 15.0618 | 3 | 0 | 0 | 0 | 0 | 0 | 2 | 3 | 4.3618 | 0 | 0 | 4.3618 | 29.0789 | 0 | 0.55658 | 0 | 0
peak | peak_hour | [17 empty] | a.5a: 0; a.5b: 0 |  | 0 | 15.0618 | 6.4046 | 0.5954 | 0 | 0 | 0 | 0 | 2 | 3.6616 | 0 | 0 | 0 | 0 | 0 | 0 | 0 | 0 | 0
cap_new
[44 empty] | 0 | 10.4 | 0 | 8 | 5 | 0 | 5 | 0 | 2 | 0 | 0 | 0 | 0 | 0 | 0 | 0 | 0 | 0 | 0
[19 empty] | a.1: Activity capacity |  | Tot capacity
[19 empty] | 3 | 16.4 | 16.4 | 1 | 0 | 0 | 0 | 8 | 1 | 5 | 0 | 5 | 0 | 2 | 9999 | 7 | 42 | 42 | 100 | 150 | 200 | 150 | 200 | 99999 |  | 3 | 16.4 | 0 | 8 | 5 | 0 | 5 | 0 | 2 | 9999 | 7 | 17 | 25 | 100 | 150 | 200 | 99999 | 1 | 1
Note on CO45: [Threaded comment] Your version of Excel allows you to read this threaded comment; however, any edits to it will get removed if the file is opened in a newer version of Excel. Learn more: https://go.microsoft.com/fwlink/?linkid=870924 Comment: Su pyesm è ore x tech perchè non c’è un filtro per le 3 tech interessate
Note on BG48: [Threaded comment] Your version of Excel allows you to read this threaded comment; however, any edits to it will get removed if the file is opened in a newer version of Excel. Learn more: https://go.microsoft.com/fwlink/?linkid=870924 Comment: Usato come limite per SOC min/max